## Table of Contents
Strategy 1: Reference Case assumptions on demand, technology costs, gas resource availability, RE bounds, TTCs, and RE targets
| Contents |  | Plant Details file has the run-year information from the IPM on the following items for each exisiting and new power plants:
0 | RefCase | Column | B | IPM Plant ID
1 | High Demand | Column | C | Plant Name
2 | Low Demand | Column | D-F | Model Region where plant is located, Fuel used, and Capacity type
3 | HighFuelPrice | Column | G-O | Annual Fuel Consumption by year in Tbtu
4 | LowFuelPrice | Column | P-X | Annual Generation in GWh
5 | LimitedFuelSupply | Column | Y-AG | FOM in 2016$/kW-year
6 | GreaterFuelSupply | Column | AH-AP | VOM in 2016$/MWh
7 | LimitedWater | Column | AQ-AY | Fuel Cost in 2016$/MWh
8 | HighRECapCost | Column | AZ-BH | Available Capacity in MW
9 | LowRECapCost | Column | BI-BQ | Capacity Factor
10 | HighDemandHighCostLowWater | Only for Reference Case, High Demand Case, and Low Demand Case
11 | LowDemandHighCostLowWater | Column | BR-BZ | Total Capital Cost per year in 2016$ for new builds
12 | LowREHighCost | Column | CA-CI | Total Capital Cost per year in 2016$ for new builds in NPV (the annual discount rates converting costs to NPV are shown in row 1)
13 | LowConCapCost | Column | CJ-CK | 10 year and 20 year total capital cost per plant in NPV. Row 2 has the total
|  | Column | CL-CM | 10 year and 20 year total capital cost per plant (no NPV). Row 2 has the total
|  | Column | CN | Indicates whether plant is existing and under-construction or an unplanned build in the model

## RefCase
Back to Contents | [77 empty] | 90.91% | 82.64% | 75.13% | 68.3% | 56.45% | 42.41% | 31.86% | 19.78% | 12.28% | Cap Cost NPV |  | Cap Cost -- no NPV
|  | Plant Name |  |  |  | FUEL CONSUMPTION | [8 empty] | GENERATION | [8 empty] | FOM (USD/kW-yr | [8 empty] | VOM (USD/MWh) | [8 empty] | Fuel Cost (USD/MWh) | [8 empty] | Available Capacity | [8 empty] | Capacity Factors | [8 empty] | Total Capital Cost | [8 empty] | Total Capital Cost (NPV) | [8 empty] | 1375.4811 | 2501.3195 | 2675.4653 | 6981.6735 | Unplanned? | Plant Name
| UnitID |  | Model Region | Fuel Type | Capacity Type | 2017 | 2018 | 2019 | 2020 | 2023 | 2026 | 2030 | 2035 | 2040 | 2017 | 2018 | 2019 | 2020 | 2023 | 2026 | 2030 | 2035 | 2040 | 2017 | 2018 | 2019 | 2020 | 2023 | 2026 | 2030 | 2035 | 2040 | 2017 | 2018 | 2019 | 2020 | 2023 | 2026 | 2030 | 2035 | 2040 | 2017 | 2018 | 2019 | 2020 | 2023 | 2026 | 2030 | 2035 | 2040 | 2017 | 2018 | 2019 | 2020 | 2023 | 2026 | 2030 | 2035 | 2040 | 2017 | 2018 | 2019 | 2020 | 2023 | 2026 | 2030 | 2035 | 2040 | 2017 | 2018 | 2019 | 2020 | 2023 | 2026 | 2030 | 2035 | 2040 | 2017 | 2018 | 2019 | 2020 | 2023 | 2026 | 2030 | 2035 | 2040 | 10-year | 20-year | 10-year | 20-year
| 1 | CENIT | SouthEast Ghana Group | Oil | Oil Combustion | 0 | 0 | 0 | 0 | 0 | 0 | 0 | 0 | 0 | 0 | 0 | 0 | 0 | 0 | 0 | 0 | 0 | 0 | 11.83 | 11.83 | 11.83 | 11.83 | 11.83 | 11.83 | 11.83 | 0 | 0 | 0 | 0 | 0 | 0 | 0 | 0 | 0 | 0 | 0 | 0 | 0 | 0 | 0 | 0 | 0 | 0 | 0 | 0 | 100 | 100 | 100 | 100 | 100 | 100 | 100 | 0 | 0 | 0% | 0% | 0% | 0% | 0% | 0% | 0% | 0% | 0% | [9 empty] | 0 | 0 | 0 | 0 | 0 | 0 | 0 | 0 | 0 | 0 | 0 | 0 | 0 | Existing & Under Const. Plant
| 2 | Trojan 2B | SouthEast Ghana Group | Oil | Oil Combustion | 0.26958 | 0 | 0 | 0 | 0 | 0 | 0 | 0 | 0 | 31.941 | 0 | 0 | 0 | 0 | 0 | 0 | 0 | 0 | 34 | 34 | 34 | 34 | 0 | 0 | 0 | 0 | 0 | 5.5 | 0 | 0 | 0 | 0 | 0 | 0 | 0 | 0 | 97.9957 | 0 | 0 | 0 | 0 | 0 | 0 | 0 | 0 | 16.25 | 16.25 | 16.25 | 16.25 | 0 | 0 | 0 | 0 | 0 | 22.44% | 0% | 0% | 0% | 0% | 0% | 0% | 0% | 0% | [9 empty] | 0 | 0 | 0 | 0 | 0 | 0 | 0 | 0 | 0 | 0 | 0 | 0 | 0 | Existing & Under Const. Plant
| 3 | Trojan 2A | Ashanti Group | Oil | Oil Combustion | 0.26958 | 0 | 0 | 0 | 0 | 0 | 0 | 0 | 0 | 31.941 | 0 | 0 | 0 | 0 | 0 | 0 | 0 | 0 | 34 | 34 | 34 | 34 | 0 | 0 | 0 | 0 | 0 | 5.5 | 0 | 0 | 0 | 0 | 0 | 0 | 0 | 0 | 108.8196 | 0 | 0 | 0 | 0 | 0 | 0 | 0 | 0 | 16.25 | 16.25 | 16.25 | 16.25 | 0 | 0 | 0 | 0 | 0 | 22.44% | 0% | 0% | 0% | 0% | 0% | 0% | 0% | 0% | [9 empty] | 0 | 0 | 0 | 0 | 0 | 0 | 0 | 0 | 0 | 0 | 0 | 0 | 0 | Existing & Under Const. Plant
| 4 | GP Tarkwa Plant | SouthWest Ghana Group | Oil | Oil Combustion | 0 | 0 | 0 | 0 | 0 | 0 | 0 | 0 | 0 | 0 | 0 | 0 | 0 | 0 | 0 | 0 | 0 | 0 | 17.5 | 17.5 | 17.5 | 17.5 | 17.5 | 17.5 | 17.5 | 17.5 | 17.5 | 0 | 0 | 0 | 0 | 0 | 0 | 0 | 0 | 0 | 0 | 0 | 0 | 0 | 0 | 0 | 0 | 0 | 0 | 33 | 33 | 33 | 33 | 33 | 33 | 33 | 33 | 33 | 0% | 0% | 0% | 0% | 0% | 0% | 0% | 0% | 0% | [9 empty] | 0 | 0 | 0 | 0 | 0 | 0 | 0 | 0 | 0 | 0 | 0 | 0 | 0 | Existing & Under Const. Plant
| 5 | GP Chirano Plant | SouthWest Ghana Group | Oil | Oil Combustion | 0 | 0 | 0 | 0 | 0 | 0 | 0 | 0 | 0 | 0 | 0 | 0 | 0 | 0 | 0 | 0 | 0 | 0 | 17.5 | 17.5 | 17.5 | 17.5 | 17.5 | 17.5 | 17.5 | 17.5 | 17.5 | 0 | 0 | 0 | 0 | 0 | 0 | 0 | 0 | 0 | 0 | 0 | 0 | 0 | 0 | 0 | 0 | 0 | 0 | 30 | 30 | 30 | 30 | 30 | 30 | 30 | 30 | 30 | 0% | 0% | 0% | 0% | 0% | 0% | 0% | 0% | 0% | [9 empty] | 0 | 0 | 0 | 0 | 0 | 0 | 0 | 0 | 0 | 0 | 0 | 0 | 0 | Existing & Under Const. Plant
| 6 | GP Darmang Plant | SouthWest Ghana Group | Oil | Oil Combustion | 0 | 0 | 0 | 0 | 0 | 0 | 0 | 0 | 0 | 0 | 0 | 0 | 0 | 0 | 0 | 0 | 0 | 0 | 17.5 | 17.5 | 17.5 | 17.5 | 17.5 | 17.5 | 17.5 | 17.5 | 17.5 | 0 | 0 | 0 | 0 | 0 | 0 | 0 | 0 | 0 | 0 | 0 | 0 | 0 | 0 | 0 | 0 | 0 | 0 | 25.5 | 25.5 | 25.5 | 25.5 | 25.5 | 25.5 | 25.5 | 25.5 | 25.5 | 0% | 0% | 0% | 0% | 0% | 0% | 0% | 0% | 0% | [9 empty] | 0 | 0 | 0 | 0 | 0 | 0 | 0 | 0 | 0 | 0 | 0 | 0 | 0 | Existing & Under Const. Plant
| 7 | SAPP 2 | SouthEast Ghana Group | Oil/Gas | Oil/Gas Combined Cycle | 9.6772 | 22.9399 | 12.2699 | 7.7484 | 23.5117 | 23.5117 | 23.5117 | 23.5117 | 23.5117 | 1240.6699 | 2941.0075 | 1573.0645 | 993.3858 | 3014.3157 | 3014.316 | 3014.316 | 3014.316 | 3014.316 | 16 | 16 | 16 | 16 | 16 | 16 | 16 | 16 | 16 | 3.5 | 3.5 | 3.5 | 3.5 | 3.5 | 3.5 | 3.5 | 3.5 | 3.5 | 70.9165 | 62.6517 | 64.8913 | 64.7653 | 72.5963 | 69.3536 | 69.3561 | 80.4959 | 86.7641 | 370 | 370 | 370 | 370 | 370 | 370 | 370 | 370 | 370 | 38.28% | 90.74% | 48.53% | 30.65% | 93% | 93% | 93% | 93% | 93% | [9 empty] | 0 | 0 | 0 | 0 | 0 | 0 | 0 | 0 | 0 | 0 | 0 | 0 | 0 | Existing & Under Const. Plant
| 8 | Cenpower | SouthEast Ghana Group | Oil/Gas | Oil/Gas Combined Cycle | 0 | 0.10559 | 1.5967 | 0 | 21.6884 | 21.6884 | 21.6884 | 21.6884 | 20.6443 | 0 | 13.4857 | 203.923 | 0 | 2769.912 | 2769.912 | 2769.912 | 2769.912 | 2636.5689 | 0 | 16 | 16 | 16 | 16 | 16 | 16 | 16 | 16 | 0 | 3.5 | 3.5 | 0 | 3.5 | 3.5 | 3.5 | 3.5 | 3.5 | 0 | 64.045 | 65.1409 | 0 | 65.5343 | 68.0056 | 74.4376 | 82.1663 | 86.5387 | 0 | 340 | 340 | 340 | 340 | 340 | 340 | 340 | 340 | 0% | 0.4528% | 6.847% | 0% | 93% | 93% | 93% | 93% | 88.52% | [9 empty] | 0 | 0 | 0 | 0 | 0 | 0 | 0 | 0 | 0 | 0 | 0 | 0 | 0 | Existing & Under Const. Plant
| 9 | KarpowerShip 1 | SouthEast Ghana Group | Oil/Gas | Oil/Gas Combined Cycle | 14.837 | 0 | 0 | 0 | 0 | 0 | 0 | 0 | 0 | 1942.0128 | 0 | 0 | 0 | 0 | 0 | 0 | 0 | 0 | 177.828 | 0 | 0 | 0 | 0 | 0 | 0 | 0 | 0 | 3.5 | 0 | 0 | 0 | 0 | 0 | 0 | 0 | 0 | 67.7182 | 0 | 0 | 0 | 0 | 0 | 0 | 0 | 0 | 247 | 0 | 0 | 0 | 0 | 0 | 0 | 0 | 0 | 89.75% | 0% | 0% | 0% | 0% | 0% | 0% | 0% | 0% | [9 empty] | 0 | 0 | 0 | 0 | 0 | 0 | 0 | 0 | 0 | 0 | 0 | 0 | 0 | Existing & Under Const. Plant
| 10 | AKSA | SouthEast Ghana Group | Oil/Gas | Oil/Gas Combined Cycle | 10.1595 | 0 | 9.1475 | 0 | 13.7173 | 3.3181 | 1.1868 | 4.0386 | 12.4423 | 1195.236 | 0 | 1076.1727 | 0 | 1613.8052 | 390.3667 | 139.6291 | 475.1315 | 1463.8053 | 16 | 16 | 16 | 16 | 16 | 16 | 16 | 16 | 16 | 3.5 | 0 | 3.5 | 0 | 3.5 | 3.5 | 3.5 | 3.5 | 3.5 | 75.3409 | 0 | 70.7149 | 0 | 78.8834 | 72.3092 | 69.069 | 88.5609 | 96.2574 | 250 | 375 | 375 | 375 | 375 | 375 | 375 | 375 | 375 | 54.58% | 0% | 32.76% | 0% | 49.13% | 11.88% | 4.251% | 14.46% | 44.56% | [9 empty] | 0 | 0 | 0 | 0 | 0 | 0 | 0 | 0 | 0 | 0 | 0 | 0 | 0 | Existing & Under Const. Plant
| 11 | TAPCO (T1) | SouthWest Ghana Group | Oil/Gas | Oil/Gas Combined Cycle | 11.645 | 17.1872 | 0 | 17.1872 | 17.1872 | 17.1872 | 16.984 | 16.5942 | 0.7953 | 1496.2071 | 2208.3 | 0 | 2208.3001 | 2208.3 | 2208.2998 | 2182.1859 | 2132.1103 | 102.1847 | 18.7 | 18.7 | 18.7 | 18.7 | 18.7 | 18.7 | 18.7 | 18.7 | 18.7 | 5 | 5 | 0 | 5 | 5 | 5 | 5 | 5 | 5 | 59.0539 | 62.3154 | 0 | 64.6242 | 61.2801 | 62.3592 | 63.0192 | 62.5775 | 61.5635 | 305 | 305 | 305 | 305 | 305 | 305 | 305 | 305 | 305 | 56% | 82.65% | 0% | 82.65% | 82.65% | 82.65% | 81.67% | 79.8% | 3.825% | [9 empty] | 0 | 0 | 0 | 0 | 0 | 0 | 0 | 0 | 0 | 0 | 0 | 0 | 0 | Existing & Under Const. Plant
| 12 | TICO (T2) | SouthWest Ghana Group | Oil/Gas | Oil/Gas Combined Cycle | 17.7346 | 17.7346 | 9.5854 | 17.7346 | 17.7346 | 17.7346 | 17.7346 | 17.7346 | 5.3441 | 2382.7199 | 2382.72 | 1287.8384 | 2382.72 | 2382.72 | 2382.7199 | 2382.72 | 2382.72 | 718.0044 | 30.94 | 30.94 | 30.94 | 30.94 | 30.94 | 30.94 | 30.94 | 30.94 | 30.94 | 4.9 | 4.9 | 4.9 | 4.9 | 4.9 | 4.9 | 4.9 | 4.9 | 4.9 | 55.1051 | 59.5931 | 61.9213 | 61.8011 | 58.603 | 59.635 | 60.2662 | 59.8438 | 58.8741 | 320 | 320 | 320 | 320 | 320 | 320 | 320 | 320 | 320 | 85% | 85% | 45.94% | 85% | 85% | 85% | 85% | 85% | 25.61% | [9 empty] | 0 | 0 | 0 | 0 | 0 | 0 | 0 | 0 | 0 | 0 | 0 | 0 | 0 | Existing & Under Const. Plant
| 13 | Amandi | SouthWest Ghana Group | Oil/Gas | Oil/Gas Combined Cycle | 0 | 0 | 8.0946 | 0 | 12.0103 | 10.6665 | 7.9721 | 8.4135 | 0.17727 | 0 | 0 | 987.1488 | 0 | 1464.6719 | 1300.7981 | 972.2043 | 1026.0377 | 21.6181 | 0 | 0 | 30.94 | 30.94 | 30.94 | 30.94 | 30.94 | 30.94 | 30.94 | 0 | 0 | 4.9 | 0 | 4.9 | 4.9 | 4.9 | 4.9 | 4.9 | 0 | 0 | 68.2191 | 0 | 64.5633 | 65.7003 | 66.3957 | 65.9303 | 64.862 | 0 | 0 | 190 | 190 | 190 | 190 | 190 | 190 | 190 | 0% | 0% | 59.31% | 0% | 88% | 78.15% | 58.41% | 61.65% | 1.299% | [9 empty] | 0 | 0 | 0 | 0 | 0 | 0 | 0 | 0 | 0 | 0 | 0 | 0 | 0 | Existing & Under Const. Plant
| 14 | KarpowerShip 2 | SouthWest Ghana Group | Oil/Gas | Oil/Gas Combined Cycle | 0 | 24.5592 | 31.8841 | 30.5313 | 0 | 0 | 0 | 0 | 0 | 0 | 2884.5636 | 3744.9 | 3586.0079 | 0 | 0 | 0 | 0 | 0 | 0 | 177.828 | 177.828 | 177.828 | 177.828 | 0 | 0 | 0 | 0 | 0 | 3.5 | 3.5 | 3.5 | 0 | 0 | 0 | 0 | 0 | 0 | 68.1682 | 70.8314 | 70.6939 | 0 | 0 | 0 | 0 | 0 | 0 | 450 | 450 | 450 | 450 | 0 | 0 | 0 | 0 | 0% | 73.18% | 95% | 90.97% | 0% | 0% | 0% | 0% | 0% | [9 empty] | 0 | 0 | 0 | 0 | 0 | 0 | 0 | 0 | 0 | 0 | 0 | 0 | 0 | Existing & Under Const. Plant
| 15 | Early Power | SouthEast Ghana Group | Oil/Gas | Oil/Gas Combustion | 0 | 0 | 7.6188 | 23.0656 | 23.0656 | 23.0656 | 23.0656 | 23.0656 | 23.0656 | 0 | 0 | 1015.836 | 3075.417 | 3075.417 | 3075.417 | 3075.4174 | 3075.417 | 3075.417 | 0 | 0 | 16 | 16 | 16 | 16 | 16 | 16 | 16 | 0 | 0 | 3.5 | 3.5 | 3.5 | 3.5 | 3.5 | 3.5 | 3.5 | 0 | 0 | 62.3955 | 62.2744 | 61.913 | 73.2647 | 67.2575 | 80.2031 | 85.3772 | 0 | 0 | 377.5 | 377.5 | 377.5 | 377.5 | 377.5 | 377.5 | 377.5 | 0% | 0% | 30.72% | 93% | 93% | 93% | 93% | 93% | 93% | [9 empty] | 0 | 0 | 0 | 0 | 0 | 0 | 0 | 0 | 0 | 0 | 0 | 0 | 0 | Existing & Under Const. Plant
| 16 | TT1PP | SouthEast Ghana Group | Oil/Gas | Oil/Gas Combustion | 0 | 0 | 0 | 0 | 0 | 0 | 0 | 0 | 0 | 0 | 0 | 0 | 0 | 0 | 0 | 0 | 0 | 0 | 14.3 | 14.3 | 14.3 | 14.3 | 14.3 | 14.3 | 14.3 | 14.3 | 14.3 | 0 | 0 | 0 | 0 | 0 | 0 | 0 | 0 | 0 | 0 | 0 | 0 | 0 | 0 | 0 | 0 | 0 | 0 | 100 | 100 | 100 | 100 | 100 | 100 | 100 | 100 | 100 | 0% | 0% | 0% | 0% | 0% | 0% | 0% | 0% | 0% | [9 empty] | 0 | 0 | 0 | 0 | 0 | 0 | 0 | 0 | 0 | 0 | 0 | 0 | 0 | Existing & Under Const. Plant
| 17 | KTPP | SouthEast Ghana Group | Oil/Gas | Oil/Gas Combustion | 0.31622 | 0 | 1.2613 | 0 | 0 | 0 | 0 | 0 | 0 | 29.0114 | 0 | 115.7177 | 0 | 0 | 0 | 0 | 0 | 0 | 12.3 | 12.3 | 12.3 | 12.3 | 12.3 | 12.3 | 12.3 | 12.3 | 12.3 | 3.5 | 0 | 3.5 | 0 | 0 | 0 | 0 | 0 | 0 | 126.5585 | 0 | 90.6815 | 0 | 0 | 0 | 0 | 0 | 0 | 200 | 200 | 200 | 200 | 200 | 200 | 200 | 200 | 200 | 1.656% | 0% | 6.605% | 0% | 0% | 0% | 0% | 0% | 0% | [9 empty] | 0 | 0 | 0 | 0 | 0 | 0 | 0 | 0 | 0 | 0 | 0 | 0 | 0 | Existing & Under Const. Plant
| 18 | Trojan 1 | SouthEast Ghana Group | Oil/Gas | Oil/Gas Combustion | 0.41408 | 0 | 0 | 0 | 0 | 0 | 0 | 0 | 0 | 49.0614 | 0 | 0 | 0 | 0 | 0 | 0 | 0 | 0 | 34 | 34 | 34 | 34 | 0 | 0 | 0 | 0 | 0 | 5.5 | 0 | 0 | 0 | 0 | 0 | 0 | 0 | 0 | 97.9957 | 0 | 0 | 0 | 0 | 0 | 0 | 0 | 0 | 24.96 | 24.96 | 24.96 | 24.96 | 0 | 0 | 0 | 0 | 0 | 22.44% | 0% | 0% | 0% | 0% | 0% | 0% | 0% | 0% | [9 empty] | 0 | 0 | 0 | 0 | 0 | 0 | 0 | 0 | 0 | 0 | 0 | 0 | 0 | Existing & Under Const. Plant
| 19 | MRP | SouthEast Ghana Group | Oil/Gas | Oil/Gas Combustion | 0 | 0 | 0 | 0 | 0 | 0 | 0 | 0 | 0 | 0 | 0 | 0 | 0 | 0 | 0 | 0 | 0 | 0 | 12.5737 | 12.5737 | 12.5737 | 12.5737 | 12.5737 | 12.5737 | 12.5737 | 12.5737 | 12.5737 | 0 | 0 | 0 | 0 | 0 | 0 | 0 | 0 | 0 | 0 | 0 | 0 | 0 | 0 | 0 | 0 | 0 | 0 | 70 | 70 | 70 | 70 | 70 | 70 | 70 | 70 | 70 | 0% | 0% | 0% | 0% | 0% | 0% | 0% | 0% | 0% | [9 empty] | 0 | 0 | 0 | 0 | 0 | 0 | 0 | 0 | 0 | 0 | 0 | 0 | 0 | Existing & Under Const. Plant
| 20 | Safisana | SouthEast Ghana Group | Biogas | Biogas | 0.010052 | 0.010052 | 0.010052 | 0 | 0.010052 | 0.010052 | 0.010052 | 0.010052 | 0.010052 | 0.7446 | 0.7446 | 0.7446 | 0 | 0.7446 | 0.7446 | 0.7446 | 0.7446 | 0.7446 | 35 | 35 | 35 | 35 | 35 | 35 | 35 | 35 | 35 | 4.2 | 4.2 | 4.2 | 0 | 4.2 | 4.2 | 4.2 | 4.2 | 4.2 | 40.5 | 40.5 | 40.5 | 0 | 40.5 | 40.5 | 40.5 | 40.5 | 40.5 | 0.1 | 0.1 | 0.1 | 0.1 | 0.1 | 0.1 | 0.1 | 0.1 | 0.1 | 85% | 85% | 85% | 0% | 85% | 85% | 85% | 85% | 85% | [9 empty] | 0 | 0 | 0 | 0 | 0 | 0 | 0 | 0 | 0 | 0 | 0 | 0 | 0 | Existing & Under Const. Plant
| 21 | TT2PP | SouthEast Ghana Group | Gas | Gas Combustion Turbine | 0.5098 | 0 | 0 | 0 | 0 | 0 | 0 | 0.0072037 | 0.00090551 | 52.4484 | 0 | 0 | 0 | 0 | 0 | 0 | 0.74113 | 0.09316 | 12.1007 | 12.1007 | 12.1007 | 12.1007 | 12.1007 | 12.1007 | 12.1007 | 12.1007 | 12.1007 | 4.5 | 0 | 0 | 0 | 0 | 0 | 0 | 4.5 | 4.5 | 79.8984 | 0 | 0 | 0 | 0 | 0 | 0 | 78.1515 | 110.6489 | 45 | 45 | 45 | 45 | 45 | 45 | 45 | 45 | 45 | 13.31% | 0% | 0% | 0% | 0% | 0% | 0% | 0.188% | 0.02363% | [9 empty] | 0 | 0 | 0 | 0 | 0 | 0 | 0 | 0 | 0 | 0 | 0 | 0 | 0 | Existing & Under Const. Plant
| 22 | SAPP 1 | SouthEast Ghana Group | Gas | Gas Combustion Turbine | 3.0298 | 0 | 0 | 0 | 0 | 0 | 0 | 0.1386 | 0.045935 | 324.7329 | 0 | 0 | 0 | 0 | 0 | 0 | 14.8548 | 4.9234 | 11.83 | 11.83 | 11.83 | 11.83 | 11.83 | 11.83 | 11.83 | 11.83 | 11.83 | 4.5 | 0 | 0 | 0 | 0 | 0 | 0 | 4.5 | 4.5 | 76.6926 | 0 | 0 | 0 | 0 | 0 | 0 | 92.2286 | 106.2092 | 180 | 180 | 180 | 180 | 180 | 180 | 180 | 180 | 180 | 20.59% | 0% | 0% | 0% | 0% | 0% | 0% | 0.9421% | 0.3122% | [9 empty] | 0 | 0 | 0 | 0 | 0 | 0 | 0 | 0 | 0 | 0 | 0 | 0 | 0 | Existing & Under Const. Plant
| 23 | Trojan 3 | SouthEast Ghana Group | Gas | Gas Combustion Turbine | 0 | 0 | 0 | 0 | 0 | 0 | 0 | 0 | 0 | 0 | 0 | 0 | 0 | 0 | 0 | 0 | 0 | 0 | 0 | 34 | 34 | 34 | 0 | 0 | 0 | 0 | 0 | 0 | 0 | 0 | 0 | 0 | 0 | 0 | 0 | 0 | 0 | 0 | 0 | 0 | 0 | 0 | 0 | 0 | 0 | 0 | 49.92 | 49.92 | 49.92 | 0 | 0 | 0 | 0 | 0 | 0% | 0% | 0% | 0% | 0% | 0% | 0% | 0% | 0% | [9 empty] | 0 | 0 | 0 | 0 | 0 | 0 | 0 | 0 | 0 | 0 | 0 | 0 | 0 | Existing & Under Const. Plant
| 24 | Ameri_2016 | SouthWest Ghana Group | Gas | Gas Combustion Turbine | 0.42075 | 0 | 18.427 | 0 | 0 | 0 | 0 | 0 | 0 | 41.4044 | 0 | 1813.32 | 0 | 0 | 0 | 0 | 0 | 0 | 14.54 | 14.54 | 14.54 | 14.54 | 0 | 0 | 0 | 0 | 0 | 5 | 0 | 5 | 0 | 0 | 0 | 0 | 0 | 0 | 74.9854 | 0 | 84.5417 | 0 | 0 | 0 | 0 | 0 | 0 | 230 | 230 | 230 | 230 | 0 | 0 | 0 | 0 | 0 | 2.055% | 0% | 90% | 0% | 0% | 0% | 0% | 0% | 0% | [9 empty] | 0 | 0 | 0 | 0 | 0 | 0 | 0 | 0 | 0 | 0 | 0 | 0 | 0 | Existing & Under Const. Plant
| 25 | Ameri_2021 | SouthWest Ghana Group | Gas | Gas Combustion Turbine | 0 | 0 | 0 | 0 | 0 | 0 | 0 | 0.0018786 | 0 | 0 | 0 | 0 | 0 | 0 | 0 | 0 | 0.18487 | 0 | 0 | 0 | 0 | 0 | 14.54 | 14.54 | 14.54 | 14.54 | 14.54 | 0 | 0 | 0 | 0 | 0 | 0 | 0 | 4.17 | 0 | 0 | 0 | 0 | 0 | 0 | 0 | 0 | 81.7053 | 0 | 0 | 0 | 0 | 0 | 230 | 230 | 230 | 230 | 230 | 0% | 0% | 0% | 0% | 0% | 0% | 0% | 0.009175% | 0% | [9 empty] | 0 | 0 | 0 | 0 | 0 | 0 | 0 | 0 | 0 | 0 | 0 | 0 | 0 | Existing & Under Const. Plant
| 26 | Bui | Northern Ghana Group | Water | Hydro | 0 | 0 | 0 | 0 | 0 | 0 | 0 | 0 | 0 | 669.5866 | 669.5866 | 669.5865 | 669.5866 | 669.5866 | 669.5862 | 669.5865 | 669.5864 | 669.5865 | 27.74 | 27.74 | 27.74 | 27.74 | 27.74 | 27.74 | 27.74 | 27.74 | 27.74 | 1.63 | 1.63 | 1.63 | 1.63 | 1.63 | 1.63 | 1.63 | 1.63 | 1.63 | 0 | 0 | 0 | 0 | 0 | 0 | 0 | 0 | 0 | 330 | 330 | 330 | 330 | 330 | 330 | 330 | 330 | 330 | 23.16% | 23.16% | 23.16% | 23.16% | 23.16% | 23.16% | 23.16% | 23.16% | 23.16% | [9 empty] | 0 | 0 | 0 | 0 | 0 | 0 | 0 | 0 | 0 | 0 | 0 | 0 | 0 | Existing & Under Const. Plant
| 27 | Akosombo | SouthEast Ghana Group | Water | Hydro | 0 | 0 | 0 | 0 | 0 | 0 | 0 | 0 | 0 | 3681.6894 | 3681.6889 | 4016.3897 | 4016.3881 | 4434.7629 | 4434.7606 | 4434.7616 | 4434.7622 | 4434.7613 | 9.16 | 9.16 | 9.16 | 9.16 | 9.16 | 9.16 | 9.16 | 9.16 | 9.16 | 0.98 | 0.98 | 0.98 | 0.98 | 0.98 | 0.98 | 0.98 | 0.98 | 0.98 | 0 | 0 | 0 | 0 | 0 | 0 | 0 | 0 | 0 | 900 | 900 | 900 | 900 | 900 | 900 | 900 | 900 | 900 | 46.7% | 46.7% | 50.94% | 50.94% | 56.25% | 56.25% | 56.25% | 56.25% | 56.25% | [9 empty] | 0 | 0 | 0 | 0 | 0 | 0 | 0 | 0 | 0 | 0 | 0 | 0 | 0 | Existing & Under Const. Plant
| 28 | Kpong | SouthEast Ghana Group | Water | Hydro | 0 | 0 | 0 | 0 | 0 | 0 | 0 | 0 | 0 | 722.7073 | 722.7074 | 788.4082 | 788.4082 | 870.534 | 870.5339 | 870.5339 | 870.5339 | 870.5339 | 9.16 | 9.16 | 9.16 | 9.16 | 9.16 | 9.16 | 9.16 | 9.16 | 9.16 | 0.98 | 0.98 | 0.98 | 0.98 | 0.98 | 0.98 | 0.98 | 0.98 | 0.98 | 0 | 0 | 0 | 0 | 0 | 0 | 0 | 0 | 0 | 140 | 140 | 140 | 140 | 140 | 140 | 140 | 140 | 140 | 58.93% | 58.93% | 64.29% | 64.29% | 70.98% | 70.98% | 70.98% | 70.98% | 70.98% | [9 empty] | 0 | 0 | 0 | 0 | 0 | 0 | 0 | 0 | 0 | 0 | 0 | 0 | 0 | Existing & Under Const. Plant
| 29 | Cote d'Ivoire Dummy | Cote d'Ivoire | Water | Hydro | 0 | 0 | 0 | 0 | 0 | 0 | 0 | 0 | 0 | 814.68 | 814.68 | 10 | 743.2759 | 814.6799 | 814.68 | 814.68 | 814.6802 | 814.6797 | 0 | 0 | 0 | 0 | 0 | 0 | 0 | 0 | 0 | 10 | 10 | 10 | 10 | 10 | 10 | 10 | 10 | 10 | 0 | 0 | 0 | 0 | 0 | 0 | 0 | 0 | 0 | 150 | 150 | 150 | 150 | 150 | 150 | 150 | 150 | 150 | 62% | 62% | 0.761% | 56.57% | 62% | 62% | 62% | 62% | 62% | [9 empty] | 0 | 0 | 0 | 0 | 0 | 0 | 0 | 0 | 0 | 0 | 0 | 0 | 0 | Existing & Under Const. Plant
| 30 | Burkina Dummy | Burkina Group | Water | Hydro | 0 | 0 | 0 | 0 | 0 | 0 | 0 | 0 | 0 | 0.438 | 0.438 | 0.438 | 0.438 | 4.818 | 4.818 | 4.818 | 4.818 | 4.818 | 0 | 0 | 0 | 0 | 0 | 0 | 0 | 0 | 0 | 10 | 10 | 10 | 10 | 10 | 10 | 10 | 10 | 10 | 0 | 0 | 0 | 0 | 0 | 0 | 0 | 0 | 0 | 10 | 10 | 10 | 10 | 110 | 110 | 110 | 110 | 110 | 0.5% | 0.5% | 0.5% | 0.5% | 0.5% | 0.5% | 0.5% | 0.5% | 0.5% | [9 empty] | 0 | 0 | 0 | 0 | 0 | 0 | 0 | 0 | 0 | 0 | 0 | 0 | 0 | Existing & Under Const. Plant
| 31 | VRA Solar | Northern Ghana Group | Sun | Solar PV | 0 | 0 | 0 | 0 | 0 | 0 | 0 | 0 | 0 | 2.7132 | 2.7132 | 2.7132 | 2.7132 | 2.7132 | 2.7132 | 2.7132 | 2.7132 | 2.7132 | 0 | 0 | 0 | 0 | 0 | 0 | 0 | 0 | 0 | 0 | 0 | 0 | 0 | 0 | 0 | 0 | 0 | 0 | 0 | 0 | 0 | 0 | 0 | 0 | 0 | 0 | 0 | 1.8 | 1.8 | 1.8 | 1.8 | 1.8 | 1.8 | 1.8 | 1.8 | 1.8 | 17.21% | 17.21% | 17.21% | 17.21% | 17.21% | 17.21% | 17.21% | 17.21% | 17.21% | [9 empty] | 0 | 0 | 0 | 0 | 0 | 0 | 0 | 0 | 0 | 0 | 0 | 0 | 0 | Existing & Under Const. Plant
| 32 | BXC Solar | SouthEast Ghana Group | Sun | Solar PV | 0 | 0 | 0 | 0 | 0 | 0 | 0 | 0 | 0 | 24.0159 | 24.0159 | 24.0159 | 24.0159 | 24.0159 | 24.0159 | 24.0159 | 24.0159 | 0 | 0 | 0 | 0 | 0 | 0 | 0 | 0 | 0 | 0 | 0 | 0 | 0 | 0 | 0 | 0 | 0 | 0 | 0 | 0 | 0 | 0 | 0 | 0 | 0 | 0 | 0 | 0 | 18 | 18 | 18 | 18 | 18 | 18 | 18 | 18 | 0 | 15.23% | 15.23% | 15.23% | 15.23% | 15.23% | 15.23% | 15.23% | 15.23% | 0% | [9 empty] | 0 | 0 | 0 | 0 | 0 | 0 | 0 | 0 | 0 | 0 | 0 | 0 | 0 | Existing & Under Const. Plant
| 41 | SOUT COAL STEAM TURBINE 2026 | SouthWest Ghana Group | Coal | Coal Steam Turbine | 0 | 0 | 0 | 0 | 0 | 29.6939 | 65.6478 | 65.6478 | 65.6478 | 0 | 0 | 0 | 0 | 0 | 3374.3053 | 7459.981 | 7459.981 | 7459.981 | 0 | 0 | 0 | 0 | 0 | 65 | 65 | 65 | 65 | 0 | 0 | 0 | 0 | 0 | 6.034 | 6.034 | 6.034 | 6.034 | 0 | 0 | 0 | 0 | 0 | 28.6501 | 29.1315 | 30.4486 | 31.6724 | 0 | 0 | 0 | 0 | 0 | 453.17 | 1001.878 | 1001.878 | 1001.878 | 0% | 0% | 0% | 0% | 0% | 85% | 85% | 85% | 85% | 0 | 0 | 0 | 0 | 0 | 1429.2982 | 1730.625 | 0 | 0 | 0 | 0 | 0 | 0 | 0 | 606.162 | 551.4305 | 0 | 0 | 666.7781 | 1273.3517 | 1429.2982 | 3475.9155 | Unplanned Build | Potential Build Coal2026
| 43 | SOUT COMBINED CYCLE 2020 | SouthWest Ghana Group | Oil/Gas | Oil/Gas Combined Cycle | 0 | 0 | 0 | 0 | 0 | 0 | 0 | 0 | 30.652 | 0 | 0 | 0 | 0 | 0 | 0 | 0 | 0 | 4227.8651 | 0 | 0 | 0 | 0 | 0 | 0 | 0 | 0 | 15 | 0 | 0 | 0 | 0 | 0 | 0 | 0 | 0 | 3.48 | 0 | 0 | 0 | 0 | 0 | 0 | 0 | 0 | 87.6063 | 0 | 0 | 0 | 0 | 0 | 0 | 0 | 0 | 536.259 | 0% | 0% | 0% | 0% | 0% | 0% | 0% | 0% | 90% | 0 | 0 | 0 | 0 | 0 | 0 | 0 | 0 | 558.2456 | 0 | 0 | 0 | 0 | 0 | 0 | 0 | 0 | 68.5782 | 0 | 0 | 0 | 0 | Unplanned Build | Potential Build Oil/Gas Combined Cycle2020
| 45 | SOUT COMBINED CYCLE 2019 | SouthEast Ghana Group | Oil/Gas | Oil/Gas Combined Cycle | 0 | 0 | 0 | 0 | 0 | 0 | 0 | 40.0915 | 91.2207 | 0 | 0 | 0 | 0 | 0 | 0 | 0 | 5529.8639 | 12582.1605 | 0 | 0 | 0 | 0 | 0 | 0 | 0 | 15 | 15 | 0 | 0 | 0 | 0 | 0 | 0 | 0 | 3.48 | 3.48 | 0 | 0 | 0 | 0 | 0 | 0 | 0 | 78.4024 | 80.9062 | 0 | 0 | 0 | 0 | 0 | 0 | 0 | 701.403 | 1595.912 | 0% | 0% | 0% | 0% | 0% | 0% | 0% | 90% | 90% | 0 | 0 | 0 | 0 | 0 | 0 | 0 | 730.1605 | 931.1839 | 0 | 0 | 0 | 0 | 0 | 0 | 0 | 144.4584 | 114.3922 | 0 | 158.9042 | 0 | 803.1766 | Unplanned Build | Potential Build Oil/Gas Combined Cycle2019
| 52 | NORT HYDRO SMALL 2026 | Northern Ghana Group | Water | Hydro | 0 | 0 | 0 | 0 | 0 | 0 | 0 | 0 | 0 | 0 | 0 | 0 | 0 | 0 | 214.2471 | 214.2471 | 214.2471 | 214.2471 | 0 | 0 | 0 | 0 | 0 | 45 | 45 | 45 | 45 | 0 | 0 | 0 | 0 | 0 | 3 | 3 | 3 | 3 | 0 | 0 | 0 | 0 | 0 | 0 | 0 | 0 | 0 | 0 | 0 | 0 | 0 | 0 | 57.5469 | 57.5469 | 57.5469 | 57.5469 | 0% | 0% | 0% | 0% | 0% | 42.5% | 42.5% | 42.5% | 42.5% | 0 | 0 | 0 | 0 | 0 | 230.1876 | 0 | 0 | 0 | 0 | 0 | 0 | 0 | 0 | 97.622 | 0 | 0 | 0 | 107.3842 | 107.3842 | 230.1876 | 253.2064 | Unplanned Build | Potential Build Hydro Small2026NORT
| 54 | ASHA INTERRUPTIBLE 2016 | Ashanti Group | Interruptible | Interruptible | 0 | 0 | 0 | 0 | 0 | 0 | 0 | 0 | 0 | 0 | 0 | 0 | 0 | 0 | 0 | 0 | 0 | 0 | 0 | 0 | 0 | 0 | 0 | 0 | 0 | 0 | 0 | 0 | 0 | 0 | 0 | 0 | 0 | 0 | 0 | 0 | 0 | 0 | 0 | 0 | 0 | 0 | 0 | 0 | 0 | 129.301 | 217.102 | 0 | 0 | 0 | 0 | 0 | 0 | 0 | 0% | 0% | 0% | 0% | 0% | 0% | 0% | 0% | 0% | [9 empty] | 0 | 0 | 0 | 0 | 0 | 0 | 0 | 0 | 0 | 0 | 0 | 0 | 0 | Unplanned Build | Potential Build Interruptible2016
| 63 | ASHA SOLAR PV 2020 | Ashanti Group | Sun | Solar PV | 0 | 0 | 0 | 0 | 0 | 0 | 0 | 0 | 0 | 0 | 0 | 0 | 6.3375 | 19.0126 | 19.0126 | 19.0126 | 19.0126 | 19.0126 | 0 | 0 | 0 | 24.8 | 24.8 | 24.8 | 24.8 | 24.8 | 24.8 | 0 | 0 | 0 | 0 | 0 | 0 | 0 | 0 | 0 | 0 | 0 | 0 | 0 | 0 | 0 | 0 | 0 | 0 | 0 | 0 | 0 | 5 | 15 | 15 | 15 | 15 | 15 | 0% | 0% | 0% | 14.47% | 14.47% | 14.47% | 14.47% | 14.47% | 14.47% | 0 | 0 | 0 | 5.1 | 10.2 | 0 | 0 | 0 | 0 | 0 | 0 | 0 | 3.4834 | 5.7576 | 0 | 0 | 0 | 0 | 10.1651 | 10.1651 | 15.3 | 16.83 | Unplanned Build | Potential Build Solar PV2020
| 64 | ASHA SOLAR PV 2026 | Ashanti Group | Sun | Solar PV | 0 | 0 | 0 | 0 | 0 | 0 | 0 | 0 | 0 | 0 | 0 | 0 | 0 | 0 | 12.6751 | 38.0252 | 50.7002 | 50.7002 | 0 | 0 | 0 | 0 | 0 | 24.8 | 24.8 | 24.8 | 24.8 | 0 | 0 | 0 | 0 | 0 | 0 | 0 | 0 | 0 | 0 | 0 | 0 | 0 | 0 | 0 | 0 | 0 | 0 | 0 | 0 | 0 | 0 | 0 | 10 | 30 | 40 | 40 | 0% | 0% | 0% | 0% | 0% | 14.47% | 14.47% | 14.47% | 14.47% | 0 | 0 | 0 | 0 | 0 | 8.95 | 17.9 | 8.95 | 0 | 0 | 0 | 0 | 0 | 0 | 3.7957 | 5.7035 | 1.7707 | 0 | 4.1752 | 12.3969 | 8.95 | 39.38 | Unplanned Build | Potential Build Solar PV2026
| 65 | ASHA SOLAR PV 2035 | Ashanti Group | Sun | Solar PV | 0 | 0 | 0 | 0 | 0 | 0 | 0 | 0 | 0 | 0 | 0 | 0 | 0 | 0 | 0 | 0 | 12.6751 | 69.7128 | 0 | 0 | 0 | 0 | 0 | 0 | 0 | 25 | 25 | 0 | 0 | 0 | 0 | 0 | 0 | 0 | 0 | 0 | 0 | 0 | 0 | 0 | 0 | 0 | 0 | 0 | 0 | 0 | 0 | 0 | 0 | 0 | 0 | 0 | 10 | 55 | 0% | 0% | 0% | 0% | 0% | 0% | 0% | 14.47% | 14.47% | 0 | 0 | 0 | 0 | 0 | 0 | 0 | 7.6 | 34.2 | 0 | 0 | 0 | 0 | 0 | 0 | 0 | 1.5036 | 4.2013 | 0 | 1.654 | 0 | 8.36 | Unplanned Build | Potential Build Solar PV2035
| 66 | SOUT SOLAR PV 2020 | SouthWest Ghana Group | Sun | Solar PV | 0 | 0 | 0 | 0 | 0 | 0 | 0 | 0 | 0 | 0 | 0 | 0 | 0 | 12.6751 | 12.6751 | 12.6751 | 12.6751 | 12.6751 | 0 | 0 | 0 | 0 | 24.8 | 24.8 | 24.8 | 24.8 | 24.8 | 0 | 0 | 0 | 0 | 0 | 0 | 0 | 0 | 0 | 0 | 0 | 0 | 0 | 0 | 0 | 0 | 0 | 0 | 0 | 0 | 0 | 0 | 10 | 10 | 10 | 10 | 10 | 0% | 0% | 0% | 0% | 14.47% | 14.47% | 14.47% | 14.47% | 14.47% | 0 | 0 | 0 | 0 | 10.2 | 0 | 0 | 0 | 0 | 0 | 0 | 0 | 0 | 5.7576 | 0 | 0 | 0 | 0 | 6.3334 | 6.3334 | 10.2 | 11.22 | Unplanned Build | Potential Build Solar PV2020
| 67 | SOUT SOLAR PV 2026 | SouthWest Ghana Group | Sun | Solar PV | 0 | 0 | 0 | 0 | 0 | 0 | 0 | 0 | 0 | 0 | 0 | 0 | 0 | 0 | 12.6751 | 25.3501 | 31.6876 | 31.6876 | 0 | 0 | 0 | 0 | 0 | 24.8 | 24.8 | 24.8 | 24.8 | 0 | 0 | 0 | 0 | 0 | 0 | 0 | 0 | 0 | 0 | 0 | 0 | 0 | 0 | 0 | 0 | 0 | 0 | 0 | 0 | 0 | 0 | 0 | 10 | 20 | 25 | 25 | 0% | 0% | 0% | 0% | 0% | 14.47% | 14.47% | 14.47% | 14.47% | 0 | 0 | 0 | 0 | 0 | 8.95 | 8.95 | 4.475 | 0 | 0 | 0 | 0 | 0 | 0 | 3.7957 | 2.8517 | 0.88535 | 0 | 4.1752 | 8.2861 | 8.95 | 24.6125 | Unplanned Build | Potential Build Solar PV2026
| 68 | SOUT SOLAR PV 2035 | SouthWest Ghana Group | Sun | Solar PV | 0 | 0 | 0 | 0 | 0 | 0 | 0 | 0 | 0 | 0 | 0 | 0 | 0 | 0 | 0 | 0 | 12.6751 | 57.0377 | 0 | 0 | 0 | 0 | 0 | 0 | 0 | 25 | 25 | 0 | 0 | 0 | 0 | 0 | 0 | 0 | 0 | 0 | 0 | 0 | 0 | 0 | 0 | 0 | 0 | 0 | 0 | 0 | 0 | 0 | 0 | 0 | 0 | 0 | 10 | 45 | 0% | 0% | 0% | 0% | 0% | 0% | 0% | 14.47% | 14.47% | 0 | 0 | 0 | 0 | 0 | 0 | 0 | 7.6 | 26.6 | 0 | 0 | 0 | 0 | 0 | 0 | 0 | 1.5036 | 3.2677 | 0 | 1.654 | 0 | 8.36 | Unplanned Build | Potential Build Solar PV2035
| 69 | NORT SOLAR PV 2018 | Northern Ghana Group | Sun | Solar PV | 0 | 0 | 0 | 0 | 0 | 0 | 0 | 0 | 0 | 0 | 0 | 67.5263 | 67.5263 | 67.5263 | 67.5263 | 67.5263 | 67.5263 | 67.5263 | 0 | 0 | 24.8 | 24.8 | 24.8 | 24.8 | 24.8 | 24.8 | 24.8 | 0 | 0 | 0 | 0 | 0 | 0 | 0 | 0 | 0 | 0 | 0 | 0 | 0 | 0 | 0 | 0 | 0 | 0 | 0 | 0 | 47.1565 | 47.1565 | 47.1565 | 47.1565 | 47.1565 | 47.1565 | 47.1565 | 0% | 0% | 16.35% | 16.35% | 16.35% | 16.35% | 16.35% | 16.35% | 16.35% | 0 | 0 | 58.6155 | 0 | 0 | 0 | 0 | 0 | 0 | 0 | 0 | 44.0387 | 0 | 0 | 0 | 0 | 0 | 0 | 48.4426 | 48.4426 | 58.6155 | 64.4771 | Unplanned Build | Potential Build Solar PV2018
| 70 | NORT SOLAR PV 2020 | Northern Ghana Group | Sun | Solar PV | 0 | 0 | 0 | 0 | 0 | 0 | 0 | 0 | 0 | 0 | 0 | 0 | 71.598 | 214.7941 | 214.7941 | 214.7941 | 214.7941 | 214.7941 | 0 | 0 | 0 | 24.8 | 24.8 | 24.8 | 24.8 | 24.8 | 24.8 | 0 | 0 | 0 | 0 | 0 | 0 | 0 | 0 | 0 | 0 | 0 | 0 | 0 | 0 | 0 | 0 | 0 | 0 | 0 | 0 | 0 | 50 | 150 | 150 | 150 | 150 | 150 | 0% | 0% | 0% | 16.35% | 16.35% | 16.35% | 16.35% | 16.35% | 16.35% | 0 | 0 | 0 | 51 | 102 | 0 | 0 | 0 | 0 | 0 | 0 | 0 | 34.8337 | 57.5763 | 0 | 0 | 0 | 0 | 101.651 | 101.651 | 153 | 168.3 | Unplanned Build | Potential Build Solar PV2020
| 71 | NORT SOLAR PV 2023 | Northern Ghana Group | Sun | Solar PV | 0 | 0 | 0 | 0 | 0 | 0 | 0 | 0 | 0 | 0 | 0 | 0 | 0 | 71.598 | 143.1961 | 143.1961 | 143.1961 | 143.1961 | 0 | 0 | 0 | 0 | 24.8 | 24.8 | 24.8 | 24.8 | 24.8 | 0 | 0 | 0 | 0 | 0 | 0 | 0 | 0 | 0 | 0 | 0 | 0 | 0 | 0 | 0 | 0 | 0 | 0 | 0 | 0 | 0 | 0 | 50 | 100 | 100 | 100 | 100 | 0% | 0% | 0% | 0% | 16.35% | 16.35% | 16.35% | 16.35% | 16.35% | 0 | 0 | 0 | 0 | 47.85 | 47.85 | 0 | 0 | 0 | 0 | 0 | 0 | 0 | 27.0101 | 20.2931 | 0 | 0 | 0 | 52.0335 | 52.0335 | 95.7 | 105.27 | Unplanned Build | Potential Build Solar PV2023
| 72 | NORT SOLAR PV 2026 | Northern Ghana Group | Sun | Solar PV | 0 | 0 | 0 | 0 | 0 | 0 | 0 | 0 | 0 | 0 | 0 | 0 | 0 | 0 | 71.598 | 214.7941 | 214.7941 | 214.7941 | 0 | 0 | 0 | 0 | 0 | 24.8 | 24.8 | 24.8 | 24.8 | 0 | 0 | 0 | 0 | 0 | 0 | 0 | 0 | 0 | 0 | 0 | 0 | 0 | 0 | 0 | 0 | 0 | 0 | 0 | 0 | 0 | 0 | 0 | 50 | 150 | 150 | 150 | 0% | 0% | 0% | 0% | 0% | 16.35% | 16.35% | 16.35% | 16.35% | 0 | 0 | 0 | 0 | 0 | 44.75 | 89.5 | 0 | 0 | 0 | 0 | 0 | 0 | 0 | 18.9784 | 28.5175 | 0 | 0 | 20.8762 | 52.2454 | 44.75 | 147.675 | Unplanned Build | Potential Build Solar PV2026
| 73 | NORT SOLAR PV 2030 | Northern Ghana Group | Sun | Solar PV | 0 | 0 | 0 | 0 | 0 | 0 | 0 | 0 | 0 | 0 | 0 | 0 | 0 | 0 | 0 | 35.799 | 178.9951 | 178.9951 | 0 | 0 | 0 | 0 | 0 | 0 | 24.8 | 24.8 | 24.8 | 0 | 0 | 0 | 0 | 0 | 0 | 0 | 0 | 0 | 0 | 0 | 0 | 0 | 0 | 0 | 0 | 0 | 0 | 0 | 0 | 0 | 0 | 0 | 0 | 25 | 125 | 125 | 0% | 0% | 0% | 0% | 0% | 0% | 16.35% | 16.35% | 16.35% | 0 | 0 | 0 | 0 | 0 | 0 | 20.7 | 82.8 | 0 | 0 | 0 | 0 | 0 | 0 | 0 | 6.5957 | 16.3815 | 0 | 0 | 25.2749 | 0 | 113.85 | Unplanned Build | Potential Build Solar PV2030
| 74 | NORT SOLAR PV 2035 | Northern Ghana Group | Sun | Solar PV | 0 | 0 | 0 | 0 | 0 | 0 | 0 | 0 | 0 | 0 | 0 | 0 | 0 | 0 | 0 | 0 | 71.598 | 429.5883 | 0 | 0 | 0 | 0 | 0 | 0 | 0 | 24.8 | 24.8 | 0 | 0 | 0 | 0 | 0 | 0 | 0 | 0 | 0 | 0 | 0 | 0 | 0 | 0 | 0 | 0 | 0 | 0 | 0 | 0 | 0 | 0 | 0 | 0 | 0 | 50 | 300 | 0% | 0% | 0% | 0% | 0% | 0% | 0% | 16.35% | 16.35% | 0 | 0 | 0 | 0 | 0 | 0 | 0 | 38 | 190 | 0 | 0 | 0 | 0 | 0 | 0 | 0 | 7.5181 | 23.3407 | 0 | 8.2699 | 0 | 41.8 | Unplanned Build | Potential Build Solar PV2035
| 76 | SOUT SOLAR PV 2020 | SouthEast Ghana Group | Sun | Solar PV | 0 | 0 | 0 | 0 | 0 | 0 | 0 | 0 | 0 | 0 | 0 | 0 | 1.8814 | 65.2567 | 65.2567 | 65.2567 | 65.2567 | 65.2567 | 0 | 0 | 0 | 24.8 | 24.8 | 24.8 | 24.8 | 24.8 | 24.8 | 0 | 0 | 0 | 0 | 0 | 0 | 0 | 0 | 0 | 0 | 0 | 0 | 0 | 0 | 0 | 0 | 0 | 0 | 0 | 0 | 0 | 1.4844 | 51.4843 | 51.4843 | 51.4843 | 51.4843 | 51.4843 | 0% | 0% | 0% | 14.47% | 14.47% | 14.47% | 14.47% | 14.47% | 14.47% | 0 | 0 | 0 | 1.514 | 51 | 0 | 0 | 0 | 0 | 0 | 0 | 0 | 1.0341 | 28.7882 | 0 | 0 | 0 | 0 | 32.8045 | 32.8045 | 52.514 | 57.7654 | Unplanned Build | Potential Build Solar PV2020
| 77 | SOUT SOLAR PV 2026 | SouthEast Ghana Group | Sun | Solar PV | 0 | 0 | 0 | 0 | 0 | 0 | 0 | 0 | 0 | 0 | 0 | 0 | 0 | 0 | 31.6876 | 221.8134 | 285.1886 | 285.1886 | 0 | 0 | 0 | 0 | 0 | 24.8 | 24.8 | 24.8 | 24.8 | 0 | 0 | 0 | 0 | 0 | 0 | 0 | 0 | 0 | 0 | 0 | 0 | 0 | 0 | 0 | 0 | 0 | 0 | 0 | 0 | 0 | 0 | 0 | 25 | 175 | 225 | 225 | 0% | 0% | 0% | 0% | 0% | 14.47% | 14.47% | 14.47% | 14.47% | 0 | 0 | 0 | 0 | 0 | 22.375 | 134.25 | 44.75 | 0 | 0 | 0 | 0 | 0 | 0 | 9.4892 | 42.7762 | 8.8535 | 0 | 10.4381 | 67.2308 | 22.375 | 221.5125 | Unplanned Build | Potential Build Solar PV2026
| 78 | SOUT SOLAR PV 2035 | SouthEast Ghana Group | Sun | Solar PV | 0 | 0 | 0 | 0 | 0 | 0 | 0 | 0 | 0 | 0 | 0 | 0 | 0 | 0 | 0 | 0 | 63.3753 | 285.1886 | 0 | 0 | 0 | 0 | 0 | 0 | 0 | 25 | 25 | 0 | 0 | 0 | 0 | 0 | 0 | 0 | 0 | 0 | 0 | 0 | 0 | 0 | 0 | 0 | 0 | 0 | 0 | 0 | 0 | 0 | 0 | 0 | 0 | 0 | 50 | 225 | 0% | 0% | 0% | 0% | 0% | 0% | 0% | 14.47% | 14.47% | 0 | 0 | 0 | 0 | 0 | 0 | 0 | 38 | 133 | 0 | 0 | 0 | 0 | 0 | 0 | 0 | 7.5181 | 16.3385 | 0 | 8.2699 | 0 | 41.8 | Unplanned Build | Potential Build Solar PV2035
| 80 | SOUT SOLAR PV 2020 | SouthWest Ghana Group | Sun | Solar PV | 0 | 0 | 0 | 0 | 0 | 0 | 0 | 0 | 0 | 0 | 0 | 0 | 0 | 38.0252 | 76.0503 | 76.0503 | 76.0503 | 76.0503 | 0 | 0 | 0 | 0 | 24.8 | 24.8 | 24.8 | 24.8 | 24.8 | 0 | 0 | 0 | 0 | 0 | 0 | 0 | 0 | 0 | 0 | 0 | 0 | 0 | 0 | 0 | 0 | 0 | 0 | 0 | 0 | 0 | 0 | 30 | 60 | 60 | 60 | 60 | 0% | 0% | 0% | 0% | 14.47% | 14.47% | 14.47% | 14.47% | 14.47% | 0 | 0 | 0 | 0 | 30.6 | 30.6 | 0 | 0 | 0 | 0 | 0 | 0 | 0 | 17.2729 | 12.9774 | 0 | 0 | 0 | 33.2753 | 33.2753 | 61.2 | 67.32 | Unplanned Build | Potential Build Solar PV2020
| 81 | SOUT SOLAR PV 2026 | SouthWest Ghana Group | Sun | Solar PV | 0 | 0 | 0 | 0 | 0 | 0 | 0 | 0 | 0 | 0 | 0 | 0 | 0 | 0 | 25.3501 | 126.7505 | 152.1006 | 152.1006 | 0 | 0 | 0 | 0 | 0 | 24.8 | 24.8 | 24.8 | 24.8 | 0 | 0 | 0 | 0 | 0 | 0 | 0 | 0 | 0 | 0 | 0 | 0 | 0 | 0 | 0 | 0 | 0 | 0 | 0 | 0 | 0 | 0 | 0 | 20 | 100 | 120 | 120 | 0% | 0% | 0% | 0% | 0% | 14.47% | 14.47% | 14.47% | 14.47% | 0 | 0 | 0 | 0 | 0 | 17.9 | 71.6 | 17.9 | 0 | 0 | 0 | 0 | 0 | 0 | 7.5913 | 22.814 | 3.5414 | 0 | 8.3505 | 37.3414 | 17.9 | 118.14 | Unplanned Build | Potential Build Solar PV2026
| 82 | SOUT SOLAR PV 2035 | SouthWest Ghana Group | Sun | Solar PV | 0 | 0 | 0 | 0 | 0 | 0 | 0 | 0 | 0 | 0 | 0 | 0 | 0 | 0 | 0 | 0 | 12.6751 | 152.1006 | 0 | 0 | 0 | 0 | 0 | 0 | 0 | 25 | 25 | 0 | 0 | 0 | 0 | 0 | 0 | 0 | 0 | 0 | 0 | 0 | 0 | 0 | 0 | 0 | 0 | 0 | 0 | 0 | 0 | 0 | 0 | 0 | 0 | 0 | 10 | 120 | 0% | 0% | 0% | 0% | 0% | 0% | 0% | 14.47% | 14.47% | 0 | 0 | 0 | 0 | 0 | 0 | 0 | 7.6 | 83.6 | 0 | 0 | 0 | 0 | 0 | 0 | 0 | 1.5036 | 10.2699 | 0 | 1.654 | 0 | 8.36 | Unplanned Build | Potential Build Solar PV2035
| 84 | SOUT SOLAR PV 2026 | SouthEast Ghana Group | Sun | Solar PV | 0 | 0 | 0 | 0 | 0 | 0 | 0 | 0 | 0 | 0 | 0 | 0 | 0 | 0 | 12.6751 | 25.3501 | 38.0252 | 38.0252 | 0 | 0 | 0 | 0 | 0 | 24.8 | 24.8 | 24.8 | 24.8 | 0 | 0 | 0 | 0 | 0 | 0 | 0 | 0 | 0 | 0 | 0 | 0 | 0 | 0 | 0 | 0 | 0 | 0 | 0 | 0 | 0 | 0 | 0 | 10 | 20 | 30 | 30 | 0% | 0% | 0% | 0% | 0% | 14.47% | 14.47% | 14.47% | 14.47% | 0 | 0 | 0 | 0 | 0 | 8.95 | 8.95 | 8.95 | 0 | 0 | 0 | 0 | 0 | 0 | 3.7957 | 2.8517 | 1.7707 | 0 | 4.1752 | 9.2599 | 8.95 | 29.535 | Unplanned Build | Potential Build Solar PV2026
| 85 | SOUT SOLAR PV 2035 | SouthEast Ghana Group | Sun | Solar PV | 0 | 0 | 0 | 0 | 0 | 0 | 0 | 0 | 0 | 0 | 0 | 0 | 0 | 0 | 0 | 0 | 12.6751 | 38.0252 | 0 | 0 | 0 | 0 | 0 | 0 | 0 | 25 | 25 | 0 | 0 | 0 | 0 | 0 | 0 | 0 | 0 | 0 | 0 | 0 | 0 | 0 | 0 | 0 | 0 | 0 | 0 | 0 | 0 | 0 | 0 | 0 | 0 | 0 | 10 | 30 | 0% | 0% | 0% | 0% | 0% | 0% | 0% | 14.47% | 14.47% | 0 | 0 | 0 | 0 | 0 | 0 | 0 | 7.6 | 15.2 | 0 | 0 | 0 | 0 | 0 | 0 | 0 | 1.5036 | 1.8673 | 0 | 1.654 | 0 | 8.36 | Unplanned Build | Potential Build Solar PV2035
| 87 | ASHA SOLAR PV WITH STORAGE 2026 | Ashanti Group | Sun + storage | Solar PV + Storage | 0 | 0 | 0 | 0 | 0 | 0 | 0 | 0 | 0 | 0 | 0 | 0 | 0 | 0 | 0 | 12.675 | 12.675 | 12.675 | 0 | 0 | 0 | 0 | 0 | 0 | 28 | 28 | 28 | 0 | 0 | 0 | 0 | 0 | 0 | 0 | 0 | 0 | 0 | 0 | 0 | 0 | 0 | 0 | 0 | 0 | 0 | 0 | 0 | 0 | 0 | 0 | 0 | 10 | 10 | 10 | 0% | 0% | 0% | 0% | 0% | 0% | 14.47% | 14.47% | 14.47% | 0 | 0 | 0 | 0 | 0 | 0 | 12.5 | 0 | 0 | 0 | 0 | 0 | 0 | 0 | 0 | 3.9829 | 0 | 0 | 0 | 4.3812 | 0 | 13.75 | Unplanned Build | Potential Build Solar PV with storage2026
| 88 | ASHA SOLAR PV WITH STORAGE 2035 | Ashanti Group | Sun + storage | Solar PV + Storage | 0 | 0 | 0 | 0 | 0 | 0 | 0 | 0 | 0 | 0 | 0 | 0 | 0 | 0 | 0 | 0 | 0 | 31.6876 | 0 | 0 | 0 | 0 | 0 | 0 | 0 | 0 | 28 | 0 | 0 | 0 | 0 | 0 | 0 | 0 | 0 | 0 | 0 | 0 | 0 | 0 | 0 | 0 | 0 | 0 | 0 | 0 | 0 | 0 | 0 | 0 | 0 | 0 | 0 | 25 | 0% | 0% | 0% | 0% | 0% | 0% | 0% | 0% | 14.47% | 0 | 0 | 0 | 0 | 0 | 0 | 0 | 0 | 27 | 0 | 0 | 0 | 0 | 0 | 0 | 0 | 0 | 3.3168 | 0 | 0 | 0 | 0 | Unplanned Build | Potential Build Solar PV with storage2035
| 90 | SOUT SOLAR PV WITH STORAGE 2026 | SouthWest Ghana Group | Sun + storage | Solar PV + Storage | 0 | 0 | 0 | 0 | 0 | 0 | 0 | 0 | 0 | 0 | 0 | 0 | 0 | 0 | 0 | 6.3375 | 6.3375 | 6.3375 | 0 | 0 | 0 | 0 | 0 | 0 | 28 | 28 | 28 | 0 | 0 | 0 | 0 | 0 | 0 | 0 | 0 | 0 | 0 | 0 | 0 | 0 | 0 | 0 | 0 | 0 | 0 | 0 | 0 | 0 | 0 | 0 | 0 | 5 | 5 | 5 | 0% | 0% | 0% | 0% | 0% | 0% | 14.47% | 14.47% | 14.47% | 0 | 0 | 0 | 0 | 0 | 0 | 6.25 | 0 | 0 | 0 | 0 | 0 | 0 | 0 | 0 | 1.9914 | 0 | 0 | 0 | 2.1906 | 0 | 6.875 | Unplanned Build | Potential Build Solar PV with storage2026
| 93 | NORT SOLAR PV WITH STORAGE 2026 | Northern Ghana Group | Sun + storage | Solar PV + Storage | 0 | 0 | 0 | 0 | 0 | 0 | 0 | 0 | 0 | 0 | 0 | 0 | 0 | 0 | 0 | 63.3752 | 63.3752 | 63.3752 | 0 | 0 | 0 | 0 | 0 | 0 | 28 | 28 | 28 | 0 | 0 | 0 | 0 | 0 | 0 | 0 | 0 | 0 | 0 | 0 | 0 | 0 | 0 | 0 | 0 | 0 | 0 | 0 | 0 | 0 | 0 | 0 | 0 | 50 | 50 | 50 | 0% | 0% | 0% | 0% | 0% | 0% | 14.47% | 14.47% | 14.47% | 0 | 0 | 0 | 0 | 0 | 0 | 62.5 | 0 | 0 | 0 | 0 | 0 | 0 | 0 | 0 | 19.9144 | 0 | 0 | 0 | 21.9059 | 0 | 68.75 | Unplanned Build | Potential Build Solar PV with storage2026
| 94 | NORT SOLAR PV WITH STORAGE 2035 | Northern Ghana Group | Sun + storage | Solar PV + Storage | 0 | 0 | 0 | 0 | 0 | 0 | 0 | 0 | 0 | 0 | 0 | 0 | 0 | 0 | 0 | 0 | 0 | 158.4381 | 0 | 0 | 0 | 0 | 0 | 0 | 0 | 0 | 28 | 0 | 0 | 0 | 0 | 0 | 0 | 0 | 0 | 0 | 0 | 0 | 0 | 0 | 0 | 0 | 0 | 0 | 0 | 0 | 0 | 0 | 0 | 0 | 0 | 0 | 0 | 125 | 0% | 0% | 0% | 0% | 0% | 0% | 0% | 0% | 14.47% | 0 | 0 | 0 | 0 | 0 | 0 | 0 | 0 | 135 | 0 | 0 | 0 | 0 | 0 | 0 | 0 | 0 | 16.5842 | 0 | 0 | 0 | 0 | Unplanned Build | Potential Build Solar PV with storage2035
| 96 | SOUT SOLAR PV WITH STORAGE 2026 | SouthEast Ghana Group | Sun + storage | Solar PV + Storage | 0 | 0 | 0 | 0 | 0 | 0 | 0 | 0 | 0 | 0 | 0 | 0 | 0 | 0 | 0 | 95.0629 | 95.0629 | 95.0629 | 0 | 0 | 0 | 0 | 0 | 0 | 28 | 28 | 28 | 0 | 0 | 0 | 0 | 0 | 0 | 0 | 0 | 0 | 0 | 0 | 0 | 0 | 0 | 0 | 0 | 0 | 0 | 0 | 0 | 0 | 0 | 0 | 0 | 75 | 75 | 75 | 0% | 0% | 0% | 0% | 0% | 0% | 14.47% | 14.47% | 14.47% | 0 | 0 | 0 | 0 | 0 | 0 | 93.75 | 0 | 0 | 0 | 0 | 0 | 0 | 0 | 0 | 29.8716 | 0 | 0 | 0 | 32.8588 | 0 | 103.125 | Unplanned Build | Potential Build Solar PV with storage2026
| 99 | SOUT SOLAR PV WITH STORAGE 2026 | SouthWest Ghana Group | Sun + storage | Solar PV + Storage | 0 | 0 | 0 | 0 | 0 | 0 | 0 | 0 | 0 | 0 | 0 | 0 | 0 | 0 | 0 | 50.7002 | 50.7002 | 50.7002 | 0 | 0 | 0 | 0 | 0 | 0 | 28 | 28 | 28 | 0 | 0 | 0 | 0 | 0 | 0 | 0 | 0 | 0 | 0 | 0 | 0 | 0 | 0 | 0 | 0 | 0 | 0 | 0 | 0 | 0 | 0 | 0 | 0 | 40 | 40 | 40 | 0% | 0% | 0% | 0% | 0% | 0% | 14.47% | 14.47% | 14.47% | 0 | 0 | 0 | 0 | 0 | 0 | 50 | 0 | 0 | 0 | 0 | 0 | 0 | 0 | 0 | 15.9315 | 0 | 0 | 0 | 17.5247 | 0 | 55 | Unplanned Build | Potential Build Solar PV with storage2026
| 102 | SOUT SOLAR PV WITH STORAGE 2026 | SouthEast Ghana Group | Sun + storage | Solar PV + Storage | 0 | 0 | 0 | 0 | 0 | 0 | 0 | 0 | 0 | 0 | 0 | 0 | 0 | 0 | 0 | 6.3375 | 6.3375 | 6.3375 | 0 | 0 | 0 | 0 | 0 | 0 | 28 | 28 | 28 | 0 | 0 | 0 | 0 | 0 | 0 | 0 | 0 | 0 | 0 | 0 | 0 | 0 | 0 | 0 | 0 | 0 | 0 | 0 | 0 | 0 | 0 | 0 | 0 | 5 | 5 | 5 | 0% | 0% | 0% | 0% | 0% | 0% | 14.47% | 14.47% | 14.47% | 0 | 0 | 0 | 0 | 0 | 0 | 6.25 | 0 | 0 | 0 | 0 | 0 | 0 | 0 | 0 | 1.9914 | 0 | 0 | 0 | 2.1906 | 0 | 6.875 | Unplanned Build | Potential Build Solar PV with storage2026
| 104 | SOUT WIND TURBINE 2020 | SouthEast Ghana Group | Wind | Wind | 0 | 0 | 0 | 0 | 0 | 0 | 0 | 0 | 0 | 0 | 0 | 0 | 175.1525 | 350.305 | 525.4575 | 525.4575 | 525.4575 | 525.4575 | 0 | 0 | 0 | 46.71 | 46.71 | 46.71 | 46.71 | 46.71 | 46.71 | 0 | 0 | 0 | 0 | 0 | 0 | 0 | 0 | 0 | 0 | 0 | 0 | 0 | 0 | 0 | 0 | 0 | 0 | 0 | 0 | 0 | 75 | 150 | 225 | 225 | 225 | 225 | 0% | 0% | 0% | 26.66% | 26.66% | 26.66% | 26.66% | 26.66% | 26.66% | 0 | 0 | 0 | 116.025 | 116.025 | 116.025 | 0 | 0 | 0 | 0 | 0 | 0 | 79.2466 | 65.4931 | 49.2059 | 0 | 0 | 0 | 213.3402 | 213.3402 | 348.075 | 382.8825 | Unplanned Build | Potential Build Wind2020
| 105 | SOUT WIND TURBINE 2026 | SouthEast Ghana Group | Wind | Wind | 0 | 0 | 0 | 0 | 0 | 0 | 0 | 0 | 0 | 0 | 0 | 0 | 0 | 0 | 175.1525 | 408.6892 | 525.4575 | 525.4575 | 0 | 0 | 0 | 0 | 0 | 46.71 | 46.71 | 46.71 | 46.71 | 0 | 0 | 0 | 0 | 0 | 0 | 0 | 0 | 0 | 0 | 0 | 0 | 0 | 0 | 0 | 0 | 0 | 0 | 0 | 0 | 0 | 0 | 0 | 75 | 175 | 225 | 225 | 0% | 0% | 0% | 0% | 0% | 26.66% | 26.66% | 26.66% | 26.66% | 0 | 0 | 0 | 0 | 0 | 109.5 | 146 | 73 | 0 | 0 | 0 | 0 | 0 | 0 | 46.4387 | 46.5201 | 14.4427 | 0 | 51.0826 | 118.1416 | 109.5 | 361.35 | Unplanned Build | Potential Build Wind2026
| 106 | SOUT WIND TURBINE 2035 | SouthEast Ghana Group | Wind | Wind | 0 | 0 | 0 | 0 | 0 | 0 | 0 | 0 | 0 | 0 | 0 | 0 | 0 | 0 | 0 | 0 | 233.5367 | 233.5367 | 0 | 0 | 0 | 0 | 0 | 0 | 0 | 47 | 47 | 0 | 0 | 0 | 0 | 0 | 0 | 0 | 0 | 0 | 0 | 0 | 0 | 0 | 0 | 0 | 0 | 0 | 0 | 0 | 0 | 0 | 0 | 0 | 0 | 0 | 100 | 100 | 0% | 0% | 0% | 0% | 0% | 0% | 0% | 26.66% | 26.66% | 0 | 0 | 0 | 0 | 0 | 0 | 0 | 134.4 | 0 | 0 | 0 | 0 | 0 | 0 | 0 | 0 | 26.5903 | 0 | 0 | 29.2494 | 0 | 147.84 | Unplanned Build | Potential Build Wind2035
[6 empty] | 0 | 0 | 0 | 0 | 0 | 0 | 0 |  |  | 0 | 0 | 0 | 0 | 0 | 0 | 0 |  |  | 0 | 0 | 0 | 0 | 0 | 0 | 0 |  |  | 0 | 0 | 0 | 0 | 0 | 0 | 0 |  |  | 0 | 0 | 0 | 0 | 0 | 0 | 0 |  |  | 0 | 0 | 0 | 0 | 0 | 0 | 0 |  |  | 0 | 0 | 0 | 0 | 0 | 0 | 0 |  |  | 0 | 0 | 0 | 0 | 0 | 0 | 0 |  |  | 0 | 0 | 0 | 0 | 0 | 0 | 0

## High Demand
Back to Contents | [77 empty] | 90.91% | 82.64% | 75.13% | 68.3% | 56.45% | 42.41% | 31.86% | 19.78% | 12.28% | Cap Cost NPV |  | Cap Cost -- no NPV
|  | Plant Name |  |  |  | FUEL CONSUMPTION | [8 empty] | GENERATION | [8 empty] | FOM (USD/kW-yr | [8 empty] | VOM (USD/MWh) | [8 empty] | Fuel Cost (USD/MWh) | [8 empty] | Available Capacity | [8 empty] | Capacity Factors | [8 empty] | Total Capital Cost | [8 empty] | Total Capital Cost (NPV) | [8 empty] | 1375.4811 | 3960.0153 | 2675.4653 | 12399.2298 | Unplanned? | Plant Name
| UnitID |  | Model Region | Fuel Type | Capacity Type | 2017 | 2018 | 2019 | 2020 | 2023 | 2026 | 2030 | 2035 | 2040 | 2017 | 2018 | 2019 | 2020 | 2023 | 2026 | 2030 | 2035 | 2040 | 2017 | 2018 | 2019 | 2020 | 2023 | 2026 | 2030 | 2035 | 2040 | 2017 | 2018 | 2019 | 2020 | 2023 | 2026 | 2030 | 2035 | 2040 | 2017 | 2018 | 2019 | 2020 | 2023 | 2026 | 2030 | 2035 | 2040 | 2017 | 2018 | 2019 | 2020 | 2023 | 2026 | 2030 | 2035 | 2040 | 2017 | 2018 | 2019 | 2020 | 2023 | 2026 | 2030 | 2035 | 2040 | 2017 | 2018 | 2019 | 2020 | 2023 | 2026 | 2030 | 2035 | 2040 | 2017 | 2018 | 2019 | 2020 | 2023 | 2026 | 2030 | 2035 | 2040 | 10-year | 20-year | 10-year | 20-year
| 1 | CENIT | SouthEast Ghana Group | Oil | Oil Combustion | 0 | 0 | 0 | 0 | 0 | 0 | 0 | 0 | 0 | 0 | 0 | 0 | 0 | 0 | 0 | 0 | 0 | 0 | 11.83 | 11.83 | 11.83 | 11.83 | 11.83 | 11.83 | 11.83 | 0 | 0 | 0 | 0 | 0 | 0 | 0 | 0 | 0 | 0 | 0 | 0 | 0 | 0 | 0 | 0 | 0 | 0 | 0 | 0 | 100 | 100 | 100 | 100 | 100 | 100 | 100 | 0 | 0 | 0% | 0% | 0% | 0% | 0% | 0% | 0% | 0% | 0% | [9 empty] | 0 | 0 | 0 | 0 | 0 | 0 | 0 | 0 | 0 | 0 | 0 | 0 | 0 | Existing & Under Const. Plant
| 2 | Trojan 2B | SouthEast Ghana Group | Oil | Oil Combustion | 0.26958 | 0 | 0 | 0 | 0 | 0 | 0 | 0 | 0 | 31.941 | 0 | 0 | 0 | 0 | 0 | 0 | 0 | 0 | 34 | 34 | 34 | 34 | 0 | 0 | 0 | 0 | 0 | 5.5 | 0 | 0 | 0 | 0 | 0 | 0 | 0 | 0 | 97.9957 | 0 | 0 | 0 | 0 | 0 | 0 | 0 | 0 | 16.25 | 16.25 | 16.25 | 16.25 | 0 | 0 | 0 | 0 | 0 | 22.44% | 0% | 0% | 0% | 0% | 0% | 0% | 0% | 0% | [9 empty] | 0 | 0 | 0 | 0 | 0 | 0 | 0 | 0 | 0 | 0 | 0 | 0 | 0 | Existing & Under Const. Plant
| 3 | Trojan 2A | Ashanti Group | Oil | Oil Combustion | 0.26958 | 0 | 0 | 0 | 0 | 0 | 0 | 0 | 0 | 31.941 | 0 | 0 | 0 | 0 | 0 | 0 | 0 | 0 | 34 | 34 | 34 | 34 | 0 | 0 | 0 | 0 | 0 | 5.5 | 0 | 0 | 0 | 0 | 0 | 0 | 0 | 0 | 108.8196 | 0 | 0 | 0 | 0 | 0 | 0 | 0 | 0 | 16.25 | 16.25 | 16.25 | 16.25 | 0 | 0 | 0 | 0 | 0 | 22.44% | 0% | 0% | 0% | 0% | 0% | 0% | 0% | 0% | [9 empty] | 0 | 0 | 0 | 0 | 0 | 0 | 0 | 0 | 0 | 0 | 0 | 0 | 0 | Existing & Under Const. Plant
| 4 | GP Tarkwa Plant | SouthWest Ghana Group | Oil | Oil Combustion | 0 | 0 | 0 | 0 | 0 | 0 | 0 | 0 | 0 | 0 | 0 | 0 | 0 | 0 | 0 | 0 | 0 | 0 | 17.5 | 17.5 | 17.5 | 17.5 | 17.5 | 17.5 | 17.5 | 17.5 | 17.5 | 0 | 0 | 0 | 0 | 0 | 0 | 0 | 0 | 0 | 0 | 0 | 0 | 0 | 0 | 0 | 0 | 0 | 0 | 33 | 33 | 33 | 33 | 33 | 33 | 33 | 33 | 33 | 0% | 0% | 0% | 0% | 0% | 0% | 0% | 0% | 0% | [9 empty] | 0 | 0 | 0 | 0 | 0 | 0 | 0 | 0 | 0 | 0 | 0 | 0 | 0 | Existing & Under Const. Plant
| 5 | GP Chirano Plant | SouthWest Ghana Group | Oil | Oil Combustion | 0 | 0 | 0 | 0 | 0 | 0 | 0 | 0 | 0 | 0 | 0 | 0 | 0 | 0 | 0 | 0 | 0 | 0 | 17.5 | 17.5 | 17.5 | 17.5 | 17.5 | 17.5 | 17.5 | 17.5 | 17.5 | 0 | 0 | 0 | 0 | 0 | 0 | 0 | 0 | 0 | 0 | 0 | 0 | 0 | 0 | 0 | 0 | 0 | 0 | 30 | 30 | 30 | 30 | 30 | 30 | 30 | 30 | 30 | 0% | 0% | 0% | 0% | 0% | 0% | 0% | 0% | 0% | [9 empty] | 0 | 0 | 0 | 0 | 0 | 0 | 0 | 0 | 0 | 0 | 0 | 0 | 0 | Existing & Under Const. Plant
| 6 | GP Darmang Plant | SouthWest Ghana Group | Oil | Oil Combustion | 0 | 0 | 0 | 0 | 0 | 0 | 0 | 0 | 0 | 0 | 0 | 0 | 0 | 0 | 0 | 0 | 0 | 0 | 17.5 | 17.5 | 17.5 | 17.5 | 17.5 | 17.5 | 17.5 | 17.5 | 17.5 | 0 | 0 | 0 | 0 | 0 | 0 | 0 | 0 | 0 | 0 | 0 | 0 | 0 | 0 | 0 | 0 | 0 | 0 | 25.5 | 25.5 | 25.5 | 25.5 | 25.5 | 25.5 | 25.5 | 25.5 | 25.5 | 0% | 0% | 0% | 0% | 0% | 0% | 0% | 0% | 0% | [9 empty] | 0 | 0 | 0 | 0 | 0 | 0 | 0 | 0 | 0 | 0 | 0 | 0 | 0 | Existing & Under Const. Plant
| 7 | SAPP 2 | SouthEast Ghana Group | Oil/Gas | Oil/Gas Combined Cycle | 9.6 | 23.5117 | 21.5285 | 23.5117 | 23.5117 | 23.5117 | 23.5117 | 18.7386 | 2.5566 | 1230.7633 | 3014.316 | 2760.0581 | 3014.3161 | 3014.3161 | 3014.316 | 3014.316 | 2402.3794 | 327.77 | 16 | 16 | 16 | 16 | 16 | 16 | 16 | 16 | 16 | 3.5 | 3.5 | 3.5 | 3.5 | 3.5 | 3.5 | 3.5 | 3.5 | 3.5 | 70.9393 | 62.8704 | 64.7854 | 68.8652 | 71.185 | 77.5794 | 74.071 | 71.0006 | 77.848 | 370 | 370 | 370 | 370 | 370 | 370 | 370 | 370 | 370 | 37.97% | 93% | 85.16% | 93% | 93% | 93% | 93% | 74.12% | 10.11% | [9 empty] | 0 | 0 | 0 | 0 | 0 | 0 | 0 | 0 | 0 | 0 | 0 | 0 | 0 | Existing & Under Const. Plant
| 8 | Cenpower | SouthEast Ghana Group | Oil/Gas | Oil/Gas Combined Cycle | 0 | 6.1449 | 11.9025 | 15.6242 | 21.6884 | 21.6884 | 21.6884 | 8.5516 | 1.2736 | 0 | 784.7873 | 1520.1099 | 1995.4229 | 2769.912 | 2769.912 | 2769.912 | 1092.1547 | 162.6576 | 0 | 16 | 16 | 16 | 16 | 16 | 16 | 16 | 16 | 0 | 3.5 | 3.5 | 3.5 | 3.5 | 3.5 | 3.5 | 3.5 | 3.5 | 0 | 63.6539 | 64.7286 | 72.3131 | 73.1023 | 76.622 | 74.4524 | 68.3119 | 80.7414 | 0 | 340 | 340 | 340 | 340 | 340 | 340 | 340 | 340 | 0% | 26.35% | 51.04% | 67% | 93% | 93% | 93% | 36.67% | 5.461% | [9 empty] | 0 | 0 | 0 | 0 | 0 | 0 | 0 | 0 | 0 | 0 | 0 | 0 | 0 | Existing & Under Const. Plant
| 9 | KarpowerShip 1 | SouthEast Ghana Group | Oil/Gas | Oil/Gas Combined Cycle | 14.837 | 0 | 0 | 0 | 0 | 0 | 0 | 0 | 0 | 1942.0128 | 0 | 0 | 0 | 0 | 0 | 0 | 0 | 0 | 177.828 | 0 | 0 | 0 | 0 | 0 | 0 | 0 | 0 | 3.5 | 0 | 0 | 0 | 0 | 0 | 0 | 0 | 0 | 67.7182 | 0 | 0 | 0 | 0 | 0 | 0 | 0 | 0 | 247 | 0 | 0 | 0 | 0 | 0 | 0 | 0 | 0 | 89.75% | 0% | 0% | 0% | 0% | 0% | 0% | 0% | 0% | [9 empty] | 0 | 0 | 0 | 0 | 0 | 0 | 0 | 0 | 0 | 0 | 0 | 0 | 0 | Existing & Under Const. Plant
| 10 | AKSA | SouthEast Ghana Group | Oil/Gas | Oil/Gas Combined Cycle | 10.1595 | 0 | 0.66921 | 0 | 25.9679 | 25.9679 | 9.2483 | 0.35599 | 0.072404 | 1195.236 | 0 | 78.731 | 0 | 3055.05 | 3055.05 | 1088.0326 | 41.8806 | 8.5181 | 16 | 16 | 16 | 16 | 16 | 16 | 16 | 16 | 16 | 3.5 | 0 | 3.5 | 0 | 3.5 | 3.5 | 3.5 | 3.5 | 3.5 | 75.3409 | 0 | 90.2125 | 0 | 84.7367 | 84.7765 | 74.3173 | 68.7917 | 88.1191 | 250 | 375 | 375 | 375 | 375 | 375 | 375 | 375 | 375 | 54.58% | 0% | 2.397% | 0% | 93% | 93% | 33.12% | 1.275% | 0.2593% | [9 empty] | 0 | 0 | 0 | 0 | 0 | 0 | 0 | 0 | 0 | 0 | 0 | 0 | 0 | Existing & Under Const. Plant
| 11 | TAPCO (T1) | SouthWest Ghana Group | Oil/Gas | Oil/Gas Combined Cycle | 11.645 | 17.1872 | 17.1872 | 17.1872 | 17.1872 | 17.1872 | 17.1456 | 1.5103 | 0.47831 | 1496.2078 | 2208.3 | 2208.3 | 2208.3004 | 2208.3 | 2208.3 | 2202.9558 | 194.0482 | 61.4562 | 18.7 | 18.7 | 18.7 | 18.7 | 18.7 | 18.7 | 18.7 | 18.7 | 18.7 | 5 | 5 | 5 | 5 | 5 | 5 | 5 | 5 | 5 | 59.3535 | 62.3154 | 64.7499 | 64.6242 | 61.2801 | 62.3592 | 63.0192 | 62.5775 | 61.5635 | 305 | 305 | 305 | 305 | 305 | 305 | 305 | 305 | 305 | 56% | 82.65% | 82.65% | 82.65% | 82.65% | 82.65% | 82.45% | 7.263% | 2.3% | [9 empty] | 0 | 0 | 0 | 0 | 0 | 0 | 0 | 0 | 0 | 0 | 0 | 0 | 0 | Existing & Under Const. Plant
| 12 | TICO (T2) | SouthWest Ghana Group | Oil/Gas | Oil/Gas Combined Cycle | 17.7346 | 17.7346 | 17.7346 | 17.7346 | 17.7346 | 17.7346 | 17.7346 | 17.2761 | 3.8322 | 2382.7198 | 2382.72 | 2382.72 | 2382.72 | 2382.72 | 2382.72 | 2382.72 | 2321.1271 | 514.8794 | 30.94 | 30.94 | 30.94 | 30.94 | 30.94 | 30.94 | 30.94 | 30.94 | 30.94 | 4.9 | 4.9 | 4.9 | 4.9 | 4.9 | 4.9 | 4.9 | 4.9 | 4.9 | 54.9372 | 59.5931 | 61.9213 | 61.8011 | 58.603 | 59.635 | 60.2662 | 59.8438 | 58.8741 | 320 | 320 | 320 | 320 | 320 | 320 | 320 | 320 | 320 | 85% | 85% | 85% | 85% | 85% | 85% | 85% | 82.8% | 18.37% | [9 empty] | 0 | 0 | 0 | 0 | 0 | 0 | 0 | 0 | 0 | 0 | 0 | 0 | 0 | Existing & Under Const. Plant
| 13 | Amandi | SouthWest Ghana Group | Oil/Gas | Oil/Gas Combined Cycle | 0 | 0 | 8.0946 | 12.0103 | 12.0103 | 12.0103 | 10.9189 | 0.49408 | 0.1673 | 0 | 0 | 987.1488 | 1464.6722 | 1464.672 | 1464.672 | 1331.571 | 60.2536 | 20.4024 | 0 | 0 | 30.94 | 30.94 | 30.94 | 30.94 | 30.94 | 30.94 | 30.94 | 0 | 0 | 4.9 | 4.9 | 4.9 | 4.9 | 4.9 | 4.9 | 4.9 | 0 | 0 | 68.2191 | 68.0866 | 64.5633 | 65.7003 | 66.3957 | 65.9303 | 64.862 | 0 | 0 | 190 | 190 | 190 | 190 | 190 | 190 | 190 | 0% | 0% | 59.31% | 88% | 88% | 88% | 80% | 3.62% | 1.226% | [9 empty] | 0 | 0 | 0 | 0 | 0 | 0 | 0 | 0 | 0 | 0 | 0 | 0 | 0 | Existing & Under Const. Plant
| 14 | KarpowerShip 2 | SouthWest Ghana Group | Oil/Gas | Oil/Gas Combined Cycle | 0 | 26.7914 | 31.4034 | 24.9673 | 19.9144 | 0 | 0 | 0 | 0 | 0 | 3146.7477 | 3688.4397 | 2932.502 | 2339.0155 | 0 | 0 | 0 | 0 | 0 | 177.828 | 177.828 | 177.828 | 177.828 | 0 | 0 | 0 | 0 | 0 | 3.5 | 3.5 | 3.5 | 3.5 | 0 | 0 | 0 | 0 | 0 | 68.1682 | 70.8314 | 70.6939 | 67.0356 | 0 | 0 | 0 | 0 | 0 | 450 | 450 | 450 | 450 | 0 | 0 | 0 | 0 | 0% | 79.83% | 93.57% | 74.39% | 59.34% | 0% | 0% | 0% | 0% | [9 empty] | 0 | 0 | 0 | 0 | 0 | 0 | 0 | 0 | 0 | 0 | 0 | 0 | 0 | Existing & Under Const. Plant
| 15 | Early Power | SouthEast Ghana Group | Oil/Gas | Oil/Gas Combustion | 0 | 0 | 7.7096 | 23.0656 | 23.0656 | 23.0656 | 23.0656 | 23.0656 | 10.6466 | 0 | 0 | 1027.9476 | 3075.417 | 3075.417 | 3075.4173 | 3075.417 | 3075.417 | 1419.5434 | 0 | 0 | 16 | 16 | 16 | 16 | 16 | 16 | 16 | 0 | 0 | 3.5 | 3.5 | 3.5 | 3.5 | 3.5 | 3.5 | 3.5 | 0 | 0 | 62.3955 | 64.1048 | 70.1702 | 72.2083 | 71.1463 | 74.8677 | 83.6193 | 0 | 0 | 377.5 | 377.5 | 377.5 | 377.5 | 377.5 | 377.5 | 377.5 | 0% | 0% | 31.08% | 93% | 93% | 93% | 93% | 93% | 42.93% | [9 empty] | 0 | 0 | 0 | 0 | 0 | 0 | 0 | 0 | 0 | 0 | 0 | 0 | 0 | Existing & Under Const. Plant
| 16 | TT1PP | SouthEast Ghana Group | Oil/Gas | Oil/Gas Combustion | 0 | 0 | 0 | 0 | 0 | 0 | 0 | 0 | 0 | 0 | 0 | 0 | 0 | 0 | 0 | 0 | 0 | 0 | 14.3 | 14.3 | 14.3 | 14.3 | 14.3 | 14.3 | 14.3 | 14.3 | 14.3 | 0 | 0 | 0 | 0 | 0 | 0 | 0 | 0 | 0 | 0 | 0 | 0 | 0 | 0 | 0 | 0 | 0 | 0 | 100 | 100 | 100 | 100 | 100 | 100 | 100 | 100 | 100 | 0% | 0% | 0% | 0% | 0% | 0% | 0% | 0% | 0% | [9 empty] | 0 | 0 | 0 | 0 | 0 | 0 | 0 | 0 | 0 | 0 | 0 | 0 | 0 | Existing & Under Const. Plant
| 17 | KTPP | SouthEast Ghana Group | Oil/Gas | Oil/Gas Combustion | 0.33667 | 0 | 0 | 0 | 0 | 0.21508 | 0 | 0 | 0 | 30.8874 | 0 | 0 | 0 | 0 | 19.732 | 0 | 0 | 0 | 12.3 | 12.3 | 12.3 | 12.3 | 12.3 | 12.3 | 12.3 | 12.3 | 12.3 | 3.5 | 0 | 0 | 0 | 0 | 3.5 | 0 | 0 | 0 | 126.5585 | 0 | 0 | 0 | 0 | 98.5763 | 0 | 0 | 0 | 200 | 200 | 200 | 200 | 200 | 200 | 200 | 200 | 200 | 1.763% | 0% | 0% | 0% | 0% | 1.126% | 0% | 0% | 0% | [9 empty] | 0 | 0 | 0 | 0 | 0 | 0 | 0 | 0 | 0 | 0 | 0 | 0 | 0 | Existing & Under Const. Plant
| 18 | Trojan 1 | SouthEast Ghana Group | Oil/Gas | Oil/Gas Combustion | 0.41408 | 0 | 0 | 0 | 0 | 0 | 0 | 0 | 0 | 49.0614 | 0 | 0 | 0 | 0 | 0 | 0 | 0 | 0 | 34 | 34 | 34 | 34 | 0 | 0 | 0 | 0 | 0 | 5.5 | 0 | 0 | 0 | 0 | 0 | 0 | 0 | 0 | 97.9957 | 0 | 0 | 0 | 0 | 0 | 0 | 0 | 0 | 24.96 | 24.96 | 24.96 | 24.96 | 0 | 0 | 0 | 0 | 0 | 22.44% | 0% | 0% | 0% | 0% | 0% | 0% | 0% | 0% | [9 empty] | 0 | 0 | 0 | 0 | 0 | 0 | 0 | 0 | 0 | 0 | 0 | 0 | 0 | Existing & Under Const. Plant
| 19 | MRP | SouthEast Ghana Group | Oil/Gas | Oil/Gas Combustion | 0 | 0 | 0 | 0 | 0 | 0 | 0 | 0 | 0 | 0 | 0 | 0 | 0 | 0 | 0 | 0 | 0 | 0 | 12.5737 | 12.5737 | 12.5737 | 12.5737 | 12.5737 | 12.5737 | 12.5737 | 12.5737 | 12.5737 | 0 | 0 | 0 | 0 | 0 | 0 | 0 | 0 | 0 | 0 | 0 | 0 | 0 | 0 | 0 | 0 | 0 | 0 | 70 | 70 | 70 | 70 | 70 | 70 | 70 | 70 | 70 | 0% | 0% | 0% | 0% | 0% | 0% | 0% | 0% | 0% | [9 empty] | 0 | 0 | 0 | 0 | 0 | 0 | 0 | 0 | 0 | 0 | 0 | 0 | 0 | Existing & Under Const. Plant
| 20 | Safisana | SouthEast Ghana Group | Biogas | Biogas | 0.010052 | 0.010052 | 0.010052 | 0.010052 | 0.010052 | 0.010052 | 0.010052 | 0.010052 | 0.010052 | 0.7446 | 0.7446 | 0.7446 | 0.7446 | 0.7446 | 0.7446 | 0.7446 | 0.7446 | 0.7446 | 35 | 35 | 35 | 35 | 35 | 35 | 35 | 35 | 35 | 4.2 | 4.2 | 4.2 | 4.2 | 4.2 | 4.2 | 4.2 | 4.2 | 4.2 | 40.5 | 40.5 | 40.5 | 40.5 | 40.5 | 40.5 | 40.5 | 40.5 | 40.5 | 0.1 | 0.1 | 0.1 | 0.1 | 0.1 | 0.1 | 0.1 | 0.1 | 0.1 | 85% | 85% | 85% | 85% | 85% | 85% | 85% | 85% | 85% | [9 empty] | 0 | 0 | 0 | 0 | 0 | 0 | 0 | 0 | 0 | 0 | 0 | 0 | 0 | Existing & Under Const. Plant
| 21 | TT2PP | SouthEast Ghana Group | Gas | Gas Combustion Turbine | 0.53258 | 0 | 0 | 0 | 0 | 3.3253 | 0.023737 | 0 | 0 | 54.7924 | 0 | 0 | 0 | 0 | 342.1106 | 2.4421 | 0 | 0 | 12.1007 | 12.1007 | 12.1007 | 12.1007 | 12.1007 | 12.1007 | 12.1007 | 12.1007 | 12.1007 | 4.5 | 0 | 0 | 0 | 0 | 4.5 | 4.5 | 0 | 0 | 79.8984 | 0 | 0 | 0 | 0 | 101.0601 | 78.7032 | 0 | 0 | 45 | 45 | 45 | 45 | 45 | 45 | 45 | 45 | 45 | 13.9% | 0% | 0% | 0% | 0% | 86.79% | 0.6195% | 0% | 0% | [9 empty] | 0 | 0 | 0 | 0 | 0 | 0 | 0 | 0 | 0 | 0 | 0 | 0 | 0 | Existing & Under Const. Plant
| 22 | SAPP 1 | SouthEast Ghana Group | Gas | Gas Combustion Turbine | 3.0668 | 0 | 0 | 0 | 0 | 13.3875 | 0.25656 | 0.012501 | 0 | 328.699 | 0 | 0 | 0 | 0 | 1434.888 | 27.4981 | 1.3399 | 0 | 11.83 | 11.83 | 11.83 | 11.83 | 11.83 | 11.83 | 11.83 | 11.83 | 11.83 | 4.5 | 0 | 0 | 0 | 0 | 4.5 | 4.5 | 4.5 | 0 | 76.6926 | 0 | 0 | 0 | 0 | 97.1438 | 75.6783 | 75.0158 | 0 | 180 | 180 | 180 | 180 | 180 | 180 | 180 | 180 | 180 | 20.85% | 0% | 0% | 0% | 0% | 91% | 1.744% | 0.08498% | 0% | [9 empty] | 0 | 0 | 0 | 0 | 0 | 0 | 0 | 0 | 0 | 0 | 0 | 0 | 0 | Existing & Under Const. Plant
| 23 | Trojan 3 | SouthEast Ghana Group | Gas | Gas Combustion Turbine | 0 | 0 | 0.20981 | 0 | 0 | 0 | 0 | 0 | 0 | 0 | 0 | 25.9023 | 0 | 0 | 0 | 0 | 0 | 0 | 0 | 34 | 34 | 34 | 0 | 0 | 0 | 0 | 0 | 0 | 0 | 5.5 | 0 | 0 | 0 | 0 | 0 | 0 | 0 | 0 | 66.582 | 0 | 0 | 0 | 0 | 0 | 0 | 0 | 49.92 | 49.92 | 49.92 | 0 | 0 | 0 | 0 | 0 | 0% | 0% | 5.923% | 0% | 0% | 0% | 0% | 0% | 0% | [9 empty] | 0 | 0 | 0 | 0 | 0 | 0 | 0 | 0 | 0 | 0 | 0 | 0 | 0 | Existing & Under Const. Plant
| 24 | Ameri_2016 | SouthWest Ghana Group | Gas | Gas Combustion Turbine | 0.43824 | 0 | 0 | 0 | 0 | 0 | 0 | 0 | 0 | 43.1252 | 0 | 0 | 0 | 0 | 0 | 0 | 0 | 0 | 14.54 | 14.54 | 14.54 | 14.54 | 0 | 0 | 0 | 0 | 0 | 5 | 0 | 0 | 0 | 0 | 0 | 0 | 0 | 0 | 74.9854 | 0 | 0 | 0 | 0 | 0 | 0 | 0 | 0 | 230 | 230 | 230 | 230 | 0 | 0 | 0 | 0 | 0 | 2.14% | 0% | 0% | 0% | 0% | 0% | 0% | 0% | 0% | [9 empty] | 0 | 0 | 0 | 0 | 0 | 0 | 0 | 0 | 0 | 0 | 0 | 0 | 0 | Existing & Under Const. Plant
| 25 | Ameri_2021 | SouthWest Ghana Group | Gas | Gas Combustion Turbine | 0 | 0 | 0 | 0 | 0 | 10.5511 | 0.017164 | 0 | 0 | 0 | 0 | 0 | 0 | 0 | 1038.2854 | 1.689 | 0 | 0 | 0 | 0 | 0 | 0 | 14.54 | 14.54 | 14.54 | 14.54 | 14.54 | 0 | 0 | 0 | 0 | 0 | 4.17 | 4.17 | 0 | 0 | 0 | 0 | 0 | 0 | 0 | 81.4202 | 82.282 | 0 | 0 | 0 | 0 | 0 | 0 | 230 | 230 | 230 | 230 | 230 | 0% | 0% | 0% | 0% | 0% | 51.53% | 0.08383% | 0% | 0% | [9 empty] | 0 | 0 | 0 | 0 | 0 | 0 | 0 | 0 | 0 | 0 | 0 | 0 | 0 | Existing & Under Const. Plant
| 26 | Bui | Northern Ghana Group | Water | Hydro | 0 | 0 | 0 | 0 | 0 | 0 | 0 | 0 | 0 | 669.5865 | 669.5865 | 669.5866 | 669.5864 | 669.5864 | 669.5864 | 669.5866 | 669.5867 | 669.5866 | 27.74 | 27.74 | 27.74 | 27.74 | 27.74 | 27.74 | 27.74 | 27.74 | 27.74 | 1.63 | 1.63 | 1.63 | 1.63 | 1.63 | 1.63 | 1.63 | 1.63 | 1.63 | 0 | 0 | 0 | 0 | 0 | 0 | 0 | 0 | 0 | 330 | 330 | 330 | 330 | 330 | 330 | 330 | 330 | 330 | 23.16% | 23.16% | 23.16% | 23.16% | 23.16% | 23.16% | 23.16% | 23.16% | 23.16% | [9 empty] | 0 | 0 | 0 | 0 | 0 | 0 | 0 | 0 | 0 | 0 | 0 | 0 | 0 | Existing & Under Const. Plant
| 27 | Akosombo | SouthEast Ghana Group | Water | Hydro | 0 | 0 | 0 | 0 | 0 | 0 | 0 | 0 | 0 | 3681.6887 | 3681.6895 | 4016.3888 | 4016.3882 | 4434.7628 | 4434.7626 | 4434.7625 | 4434.7627 | 4434.7629 | 9.16 | 9.16 | 9.16 | 9.16 | 9.16 | 9.16 | 9.16 | 9.16 | 9.16 | 0.98 | 0.98 | 0.98 | 0.98 | 0.98 | 0.98 | 0.98 | 0.98 | 0.98 | 0 | 0 | 0 | 0 | 0 | 0 | 0 | 0 | 0 | 900 | 900 | 900 | 900 | 900 | 900 | 900 | 900 | 900 | 46.7% | 46.7% | 50.94% | 50.94% | 56.25% | 56.25% | 56.25% | 56.25% | 56.25% | [9 empty] | 0 | 0 | 0 | 0 | 0 | 0 | 0 | 0 | 0 | 0 | 0 | 0 | 0 | Existing & Under Const. Plant
| 28 | Kpong | SouthEast Ghana Group | Water | Hydro | 0 | 0 | 0 | 0 | 0 | 0 | 0 | 0 | 0 | 722.7073 | 722.7074 | 788.4081 | 788.4081 | 870.534 | 870.534 | 870.5339 | 870.5339 | 870.534 | 9.16 | 9.16 | 9.16 | 9.16 | 9.16 | 9.16 | 9.16 | 9.16 | 9.16 | 0.98 | 0.98 | 0.98 | 0.98 | 0.98 | 0.98 | 0.98 | 0.98 | 0.98 | 0 | 0 | 0 | 0 | 0 | 0 | 0 | 0 | 0 | 140 | 140 | 140 | 140 | 140 | 140 | 140 | 140 | 140 | 58.93% | 58.93% | 64.29% | 64.29% | 70.98% | 70.98% | 70.98% | 70.98% | 70.98% | [9 empty] | 0 | 0 | 0 | 0 | 0 | 0 | 0 | 0 | 0 | 0 | 0 | 0 | 0 | Existing & Under Const. Plant
| 29 | Cote d'Ivoire Dummy | Cote d'Ivoire | Water | Hydro | 0 | 0 | 0 | 0 | 0 | 0 | 0 | 0 | 0 | 814.6799 | 814.6797 | 814.6799 | 814.6799 | 814.6805 | 814.6797 | 814.6801 | 814.6798 | 814.6801 | 0 | 0 | 0 | 0 | 0 | 0 | 0 | 0 | 0 | 10 | 10 | 10 | 10 | 10 | 10 | 10 | 10 | 10 | 0 | 0 | 0 | 0 | 0 | 0 | 0 | 0 | 0 | 150 | 150 | 150 | 150 | 150 | 150 | 150 | 150 | 150 | 62% | 62% | 62% | 62% | 62% | 62% | 62% | 62% | 62% | [9 empty] | 0 | 0 | 0 | 0 | 0 | 0 | 0 | 0 | 0 | 0 | 0 | 0 | 0 | Existing & Under Const. Plant
| 30 | Burkina Dummy | Burkina Group | Water | Hydro | 0 | 0 | 0 | 0 | 0 | 0 | 0 | 0 | 0 | 0.438 | 0.438 | 0.438 | 0.438 | 4.818 | 4.818 | 4.818 | 4.818 | 4.818 | 0 | 0 | 0 | 0 | 0 | 0 | 0 | 0 | 0 | 10 | 10 | 10 | 10 | 10 | 10 | 10 | 10 | 10 | 0 | 0 | 0 | 0 | 0 | 0 | 0 | 0 | 0 | 10 | 10 | 10 | 10 | 110 | 110 | 110 | 110 | 110 | 0.5% | 0.5% | 0.5% | 0.5% | 0.5% | 0.5% | 0.5% | 0.5% | 0.5% | [9 empty] | 0 | 0 | 0 | 0 | 0 | 0 | 0 | 0 | 0 | 0 | 0 | 0 | 0 | Existing & Under Const. Plant
| 31 | VRA Solar | Northern Ghana Group | Sun | Solar PV | 0 | 0 | 0 | 0 | 0 | 0 | 0 | 0 | 0 | 2.7132 | 2.7132 | 2.7132 | 2.7132 | 2.7132 | 2.7132 | 2.7132 | 2.7132 | 2.7132 | 0 | 0 | 0 | 0 | 0 | 0 | 0 | 0 | 0 | 0 | 0 | 0 | 0 | 0 | 0 | 0 | 0 | 0 | 0 | 0 | 0 | 0 | 0 | 0 | 0 | 0 | 0 | 1.8 | 1.8 | 1.8 | 1.8 | 1.8 | 1.8 | 1.8 | 1.8 | 1.8 | 17.21% | 17.21% | 17.21% | 17.21% | 17.21% | 17.21% | 17.21% | 17.21% | 17.21% | [9 empty] | 0 | 0 | 0 | 0 | 0 | 0 | 0 | 0 | 0 | 0 | 0 | 0 | 0 | Existing & Under Const. Plant
| 32 | BXC Solar | SouthEast Ghana Group | Sun | Solar PV | 0 | 0 | 0 | 0 | 0 | 0 | 0 | 0 | 0 | 24.0159 | 24.0159 | 24.0159 | 24.0159 | 24.0159 | 24.0159 | 24.0159 | 24.0159 | 0 | 0 | 0 | 0 | 0 | 0 | 0 | 0 | 0 | 0 | 0 | 0 | 0 | 0 | 0 | 0 | 0 | 0 | 0 | 0 | 0 | 0 | 0 | 0 | 0 | 0 | 0 | 0 | 18 | 18 | 18 | 18 | 18 | 18 | 18 | 18 | 0 | 15.23% | 15.23% | 15.23% | 15.23% | 15.23% | 15.23% | 15.23% | 15.23% | 0% | [9 empty] | 0 | 0 | 0 | 0 | 0 | 0 | 0 | 0 | 0 | 0 | 0 | 0 | 0 | Existing & Under Const. Plant
| 41 | SOUT COAL STEAM TURBINE 2026 | SouthWest Ghana Group | Coal | Coal Steam Turbine | 0 | 0 | 0 | 0 | 0 | 29.6939 | 121.4282 | 121.4282 | 121.4282 | 0 | 0 | 0 | 0 | 0 | 3374.3046 | 13798.6644 | 13798.6644 | 13798.6644 | 0 | 0 | 0 | 0 | 0 | 65 | 65 | 65 | 65 | 0 | 0 | 0 | 0 | 0 | 6.034 | 6.034 | 6.034 | 6.034 | 0 | 0 | 0 | 0 | 0 | 28.6501 | 29.1315 | 30.4486 | 31.6724 | 0 | 0 | 0 | 0 | 0 | 453.17 | 1853.17 | 1853.17 | 1853.17 | 0% | 0% | 0% | 0% | 0% | 85% | 85% | 85% | 85% | 0 | 0 | 0 | 0 | 0 | 1429.2982 | 4415.6 | 0 | 0 | 0 | 0 | 0 | 0 | 0 | 606.162 | 1406.9462 | 0 | 0 | 666.7781 | 2214.419 | 1429.2982 | 6429.388 | Unplanned Build | Potential Build Coal2026
| 45 | SOUT COMBINED CYCLE 2019 | SouthEast Ghana Group | Oil/Gas | Oil/Gas Combined Cycle | 0 | 0 | 0 | 0 | 0 | 0 | 12.4485 | 136.335 | 181.4599 | 0 | 0 | 0 | 0 | 0 | 0 | 1717.0301 | 18804.8292 | 25028.9581 | 0 | 0 | 0 | 0 | 0 | 0 | 15 | 15 | 15 | 0 | 0 | 0 | 0 | 0 | 0 | 3.48 | 3.48 | 3.48 | 0 | 0 | 0 | 0 | 0 | 0 | 73.0367 | 79.1943 | 83.0809 | 0 | 0 | 0 | 0 | 0 | 0 | 217.787 | 2385.187 | 3316.95 | 0% | 0% | 0% | 0% | 0% | 0% | 90% | 90% | 86.14% | 0 | 0 | 0 | 0 | 0 | 0 | 226.7163 | 2256.2634 | 969.9653 | 0 | 0 | 0 | 0 | 0 | 0 | 72.2388 | 446.3897 | 119.1563 | 0 | 570.4913 | 0 | 2731.2776 | Unplanned Build | Potential Build Oil/Gas Combined Cycle2019
| 46 | SOUT COMBINED CYCLE 2018 | SouthWest Ghana Group | Oil/Gas | Oil/Gas Combined Cycle | 0 | 0 | 0 | 0 | 0 | 0 | 0 | 22.6032 | 160.1398 | 0 | 0 | 0 | 0 | 0 | 0 | 0 | 3117.6839 | 22088.2524 | 0 | 0 | 0 | 0 | 0 | 0 | 0 | 15 | 15 | 0 | 0 | 0 | 0 | 0 | 0 | 0 | 3.48 | 3.48 | 0 | 0 | 0 | 0 | 0 | 0 | 0 | 73.3641 | 87.6063 | 0 | 0 | 0 | 0 | 0 | 0 | 0 | 395.444 | 2801.654 | 0% | 0% | 0% | 0% | 0% | 0% | 0% | 90% | 90% | 0 | 0 | 0 | 0 | 0 | 0 | 0 | 411.6572 | 2504.8646 | 0 | 0 | 0 | 0 | 0 | 0 | 0 | 81.4442 | 307.7125 | 0 | 89.5886 | 0 | 452.8229 | Unplanned Build | Potential Build Oil/Gas Combined Cycle2018
| 52 | NORT HYDRO SMALL 2026 | Northern Ghana Group | Water | Hydro | 0 | 0 | 0 | 0 | 0 | 0 | 0 | 0 | 0 | 0 | 0 | 0 | 0 | 0 | 214.2471 | 214.2471 | 214.2471 | 214.2471 | 0 | 0 | 0 | 0 | 0 | 45 | 45 | 45 | 45 | 0 | 0 | 0 | 0 | 0 | 3 | 3 | 3 | 3 | 0 | 0 | 0 | 0 | 0 | 0 | 0 | 0 | 0 | 0 | 0 | 0 | 0 | 0 | 57.5469 | 57.5469 | 57.5469 | 57.5469 | 0% | 0% | 0% | 0% | 0% | 42.5% | 42.5% | 42.5% | 42.5% | 0 | 0 | 0 | 0 | 0 | 230.1876 | 0 | 0 | 0 | 0 | 0 | 0 | 0 | 0 | 97.622 | 0 | 0 | 0 | 107.3842 | 107.3842 | 230.1876 | 253.2064 | Unplanned Build | Potential Build Hydro Small2026NORT
| 54 | ASHA INTERRUPTIBLE 2016 | Ashanti Group | Interruptible | Interruptible | 0 | 0 | 0 | 0 | 0 | 0 | 0 | 0 | 0 | 0 | 0 | 0 | 0 | 0 | 0 | 0 | 0 | 0 | 0 | 0 | 0 | 0 | 0 | 0 | 0 | 0 | 0 | 0 | 0 | 0 | 0 | 0 | 0 | 0 | 0 | 0 | 0 | 0 | 0 | 0 | 0 | 0 | 0 | 0 | 0 | 129.301 | 221.447 | 0 | 0 | 39.4406 | 146.271 | 0 | 0 | 0 | 0% | 0% | 0% | 0% | 0% | 0% | 0% | 0% | 0% | [9 empty] | 0 | 0 | 0 | 0 | 0 | 0 | 0 | 0 | 0 | 0 | 0 | 0 | 0 | Unplanned Build | Potential Build Interruptible2016
| 55 | BURK INTERRUPTIBLE 2016 | Burkina Group | Interruptible | Interruptible | 0 | 0 | 0 | 0 | 0 | 0 | 0 | 0 | 0 | 0 | 0 | 0 | 0 | 0 | 0 | 0 | 0 | 0 | 0 | 0 | 0 | 0 | 0 | 0 | 0 | 0 | 0 | 0 | 0 | 0 | 0 | 0 | 0 | 0 | 0 | 0 | 0 | 0 | 0 | 0 | 0 | 0 | 0 | 0 | 0 | 0 | 0 | 0 | 0 | 0.98182 | 61.7545 | 0 | 0 | 0 | 0% | 0% | 0% | 0% | 0% | 0% | 0% | 0% | 0% | [9 empty] | 0 | 0 | 0 | 0 | 0 | 0 | 0 | 0 | 0 | 0 | 0 | 0 | 0 | Unplanned Build | Potential Build Interruptible2016
| 58 | NORT INTERRUPTIBLE 2016 | Northern Ghana Group | Interruptible | Interruptible | 0 | 0 | 0 | 0 | 0 | 0 | 0 | 0 | 0 | 0 | 0 | 0 | 0 | 0 | 0 | 0 | 0 | 0 | 0 | 0 | 0 | 0 | 0 | 0 | 0 | 0 | 0 | 0 | 0 | 0 | 0 | 0 | 0 | 0 | 0 | 0 | 0 | 0 | 0 | 0 | 0 | 0 | 0 | 0 | 0 | 0 | 0 | 0 | 35.4976 | 151.062 | 108.906 | 0 | 0 | 0 | 0% | 0% | 0% | 0% | 0% | 0% | 0% | 0% | 0% | [9 empty] | 0 | 0 | 0 | 0 | 0 | 0 | 0 | 0 | 0 | 0 | 0 | 0 | 0 | Unplanned Build | Potential Build Interruptible2016
| 63 | ASHA SOLAR PV 2020 | Ashanti Group | Sun | Solar PV | 0 | 0 | 0 | 0 | 0 | 0 | 0 | 0 | 0 | 0 | 0 | 0 | 6.3375 | 19.0126 | 19.0126 | 19.0126 | 19.0126 | 19.0126 | 0 | 0 | 0 | 24.8 | 24.8 | 24.8 | 24.8 | 24.8 | 24.8 | 0 | 0 | 0 | 0 | 0 | 0 | 0 | 0 | 0 | 0 | 0 | 0 | 0 | 0 | 0 | 0 | 0 | 0 | 0 | 0 | 0 | 5 | 15 | 15 | 15 | 15 | 15 | 0% | 0% | 0% | 14.47% | 14.47% | 14.47% | 14.47% | 14.47% | 14.47% | 0 | 0 | 0 | 5.1 | 10.2 | 0 | 0 | 0 | 0 | 0 | 0 | 0 | 3.4834 | 5.7576 | 0 | 0 | 0 | 0 | 10.1651 | 10.1651 | 15.3 | 16.83 | Unplanned Build | Potential Build Solar PV2020
| 64 | ASHA SOLAR PV 2026 | Ashanti Group | Sun | Solar PV | 0 | 0 | 0 | 0 | 0 | 0 | 0 | 0 | 0 | 0 | 0 | 0 | 0 | 0 | 12.6751 | 38.0252 | 50.7002 | 50.7002 | 0 | 0 | 0 | 0 | 0 | 24.8 | 24.8 | 24.8 | 24.8 | 0 | 0 | 0 | 0 | 0 | 0 | 0 | 0 | 0 | 0 | 0 | 0 | 0 | 0 | 0 | 0 | 0 | 0 | 0 | 0 | 0 | 0 | 0 | 10 | 30 | 40 | 40 | 0% | 0% | 0% | 0% | 0% | 14.47% | 14.47% | 14.47% | 14.47% | 0 | 0 | 0 | 0 | 0 | 8.95 | 17.9 | 8.95 | 0 | 0 | 0 | 0 | 0 | 0 | 3.7957 | 5.7035 | 1.7707 | 0 | 4.1752 | 12.3969 | 8.95 | 39.38 | Unplanned Build | Potential Build Solar PV2026
| 65 | ASHA SOLAR PV 2035 | Ashanti Group | Sun | Solar PV | 0 | 0 | 0 | 0 | 0 | 0 | 0 | 0 | 0 | 0 | 0 | 0 | 0 | 0 | 0 | 0 | 12.6751 | 69.7128 | 0 | 0 | 0 | 0 | 0 | 0 | 0 | 25 | 25 | 0 | 0 | 0 | 0 | 0 | 0 | 0 | 0 | 0 | 0 | 0 | 0 | 0 | 0 | 0 | 0 | 0 | 0 | 0 | 0 | 0 | 0 | 0 | 0 | 0 | 10 | 55 | 0% | 0% | 0% | 0% | 0% | 0% | 0% | 14.47% | 14.47% | 0 | 0 | 0 | 0 | 0 | 0 | 0 | 7.6 | 34.2 | 0 | 0 | 0 | 0 | 0 | 0 | 0 | 1.5036 | 4.2013 | 0 | 1.654 | 0 | 8.36 | Unplanned Build | Potential Build Solar PV2035
| 66 | SOUT SOLAR PV 2020 | SouthWest Ghana Group | Sun | Solar PV | 0 | 0 | 0 | 0 | 0 | 0 | 0 | 0 | 0 | 0 | 0 | 0 | 0 | 12.6751 | 12.6751 | 12.6751 | 12.6751 | 12.6751 | 0 | 0 | 0 | 0 | 24.8 | 24.8 | 24.8 | 24.8 | 24.8 | 0 | 0 | 0 | 0 | 0 | 0 | 0 | 0 | 0 | 0 | 0 | 0 | 0 | 0 | 0 | 0 | 0 | 0 | 0 | 0 | 0 | 0 | 10 | 10 | 10 | 10 | 10 | 0% | 0% | 0% | 0% | 14.47% | 14.47% | 14.47% | 14.47% | 14.47% | 0 | 0 | 0 | 0 | 10.2 | 0 | 0 | 0 | 0 | 0 | 0 | 0 | 0 | 5.7576 | 0 | 0 | 0 | 0 | 6.3334 | 6.3334 | 10.2 | 11.22 | Unplanned Build | Potential Build Solar PV2020
| 67 | SOUT SOLAR PV 2026 | SouthWest Ghana Group | Sun | Solar PV | 0 | 0 | 0 | 0 | 0 | 0 | 0 | 0 | 0 | 0 | 0 | 0 | 0 | 0 | 12.6751 | 25.3501 | 31.6876 | 31.6876 | 0 | 0 | 0 | 0 | 0 | 24.8 | 24.8 | 24.8 | 24.8 | 0 | 0 | 0 | 0 | 0 | 0 | 0 | 0 | 0 | 0 | 0 | 0 | 0 | 0 | 0 | 0 | 0 | 0 | 0 | 0 | 0 | 0 | 0 | 10 | 20 | 25 | 25 | 0% | 0% | 0% | 0% | 0% | 14.47% | 14.47% | 14.47% | 14.47% | 0 | 0 | 0 | 0 | 0 | 8.95 | 8.95 | 4.475 | 0 | 0 | 0 | 0 | 0 | 0 | 3.7957 | 2.8517 | 0.88535 | 0 | 4.1752 | 8.2861 | 8.95 | 24.6125 | Unplanned Build | Potential Build Solar PV2026
| 68 | SOUT SOLAR PV 2035 | SouthWest Ghana Group | Sun | Solar PV | 0 | 0 | 0 | 0 | 0 | 0 | 0 | 0 | 0 | 0 | 0 | 0 | 0 | 0 | 0 | 0 | 12.6751 | 57.0377 | 0 | 0 | 0 | 0 | 0 | 0 | 0 | 25 | 25 | 0 | 0 | 0 | 0 | 0 | 0 | 0 | 0 | 0 | 0 | 0 | 0 | 0 | 0 | 0 | 0 | 0 | 0 | 0 | 0 | 0 | 0 | 0 | 0 | 0 | 10 | 45 | 0% | 0% | 0% | 0% | 0% | 0% | 0% | 14.47% | 14.47% | 0 | 0 | 0 | 0 | 0 | 0 | 0 | 7.6 | 26.6 | 0 | 0 | 0 | 0 | 0 | 0 | 0 | 1.5036 | 3.2677 | 0 | 1.654 | 0 | 8.36 | Unplanned Build | Potential Build Solar PV2035
| 69 | NORT SOLAR PV 2018 | Northern Ghana Group | Sun | Solar PV | 0 | 0 | 0 | 0 | 0 | 0 | 0 | 0 | 0 | 0 | 0 | 67.5263 | 67.5263 | 67.5263 | 67.5263 | 67.5263 | 67.5263 | 67.5263 | 0 | 0 | 24.8 | 24.8 | 24.8 | 24.8 | 24.8 | 24.8 | 24.8 | 0 | 0 | 0 | 0 | 0 | 0 | 0 | 0 | 0 | 0 | 0 | 0 | 0 | 0 | 0 | 0 | 0 | 0 | 0 | 0 | 47.1565 | 47.1565 | 47.1565 | 47.1565 | 47.1565 | 47.1565 | 47.1565 | 0% | 0% | 16.35% | 16.35% | 16.35% | 16.35% | 16.35% | 16.35% | 16.35% | 0 | 0 | 58.6155 | 0 | 0 | 0 | 0 | 0 | 0 | 0 | 0 | 44.0387 | 0 | 0 | 0 | 0 | 0 | 0 | 48.4426 | 48.4426 | 58.6155 | 64.4771 | Unplanned Build | Potential Build Solar PV2018
| 70 | NORT SOLAR PV 2020 | Northern Ghana Group | Sun | Solar PV | 0 | 0 | 0 | 0 | 0 | 0 | 0 | 0 | 0 | 0 | 0 | 0 | 71.598 | 214.7941 | 214.7941 | 214.7941 | 214.7941 | 214.7941 | 0 | 0 | 0 | 24.8 | 24.8 | 24.8 | 24.8 | 24.8 | 24.8 | 0 | 0 | 0 | 0 | 0 | 0 | 0 | 0 | 0 | 0 | 0 | 0 | 0 | 0 | 0 | 0 | 0 | 0 | 0 | 0 | 0 | 50 | 150 | 150 | 150 | 150 | 150 | 0% | 0% | 0% | 16.35% | 16.35% | 16.35% | 16.35% | 16.35% | 16.35% | 0 | 0 | 0 | 51 | 102 | 0 | 0 | 0 | 0 | 0 | 0 | 0 | 34.8337 | 57.5763 | 0 | 0 | 0 | 0 | 101.651 | 101.651 | 153 | 168.3 | Unplanned Build | Potential Build Solar PV2020
| 71 | NORT SOLAR PV 2023 | Northern Ghana Group | Sun | Solar PV | 0 | 0 | 0 | 0 | 0 | 0 | 0 | 0 | 0 | 0 | 0 | 0 | 0 | 71.598 | 143.1961 | 143.1961 | 143.1961 | 143.1961 | 0 | 0 | 0 | 0 | 24.8 | 24.8 | 24.8 | 24.8 | 24.8 | 0 | 0 | 0 | 0 | 0 | 0 | 0 | 0 | 0 | 0 | 0 | 0 | 0 | 0 | 0 | 0 | 0 | 0 | 0 | 0 | 0 | 0 | 50 | 100 | 100 | 100 | 100 | 0% | 0% | 0% | 0% | 16.35% | 16.35% | 16.35% | 16.35% | 16.35% | 0 | 0 | 0 | 0 | 47.85 | 47.85 | 0 | 0 | 0 | 0 | 0 | 0 | 0 | 27.0101 | 20.2931 | 0 | 0 | 0 | 52.0335 | 52.0335 | 95.7 | 105.27 | Unplanned Build | Potential Build Solar PV2023
| 72 | NORT SOLAR PV 2026 | Northern Ghana Group | Sun | Solar PV | 0 | 0 | 0 | 0 | 0 | 0 | 0 | 0 | 0 | 0 | 0 | 0 | 0 | 0 | 71.598 | 214.7941 | 214.7941 | 214.7941 | 0 | 0 | 0 | 0 | 0 | 24.8 | 24.8 | 24.8 | 24.8 | 0 | 0 | 0 | 0 | 0 | 0 | 0 | 0 | 0 | 0 | 0 | 0 | 0 | 0 | 0 | 0 | 0 | 0 | 0 | 0 | 0 | 0 | 0 | 50 | 150 | 150 | 150 | 0% | 0% | 0% | 0% | 0% | 16.35% | 16.35% | 16.35% | 16.35% | 0 | 0 | 0 | 0 | 0 | 44.75 | 89.5 | 0 | 0 | 0 | 0 | 0 | 0 | 0 | 18.9784 | 28.5175 | 0 | 0 | 20.8762 | 52.2454 | 44.75 | 147.675 | Unplanned Build | Potential Build Solar PV2026
| 73 | NORT SOLAR PV 2030 | Northern Ghana Group | Sun | Solar PV | 0 | 0 | 0 | 0 | 0 | 0 | 0 | 0 | 0 | 0 | 0 | 0 | 0 | 0 | 0 | 35.799 | 178.9951 | 178.9951 | 0 | 0 | 0 | 0 | 0 | 0 | 24.8 | 24.8 | 24.8 | 0 | 0 | 0 | 0 | 0 | 0 | 0 | 0 | 0 | 0 | 0 | 0 | 0 | 0 | 0 | 0 | 0 | 0 | 0 | 0 | 0 | 0 | 0 | 0 | 25 | 125 | 125 | 0% | 0% | 0% | 0% | 0% | 0% | 16.35% | 16.35% | 16.35% | 0 | 0 | 0 | 0 | 0 | 0 | 20.7 | 82.8 | 0 | 0 | 0 | 0 | 0 | 0 | 0 | 6.5957 | 16.3815 | 0 | 0 | 25.2749 | 0 | 113.85 | Unplanned Build | Potential Build Solar PV2030
| 74 | NORT SOLAR PV 2035 | Northern Ghana Group | Sun | Solar PV | 0 | 0 | 0 | 0 | 0 | 0 | 0 | 0 | 0 | 0 | 0 | 0 | 0 | 0 | 0 | 0 | 71.598 | 429.5883 | 0 | 0 | 0 | 0 | 0 | 0 | 0 | 24.8 | 24.8 | 0 | 0 | 0 | 0 | 0 | 0 | 0 | 0 | 0 | 0 | 0 | 0 | 0 | 0 | 0 | 0 | 0 | 0 | 0 | 0 | 0 | 0 | 0 | 0 | 0 | 50 | 300 | 0% | 0% | 0% | 0% | 0% | 0% | 0% | 16.35% | 16.35% | 0 | 0 | 0 | 0 | 0 | 0 | 0 | 38 | 190 | 0 | 0 | 0 | 0 | 0 | 0 | 0 | 7.5181 | 23.3407 | 0 | 8.2699 | 0 | 41.8 | Unplanned Build | Potential Build Solar PV2035
| 76 | SOUT SOLAR PV 2020 | SouthEast Ghana Group | Sun | Solar PV | 0 | 0 | 0 | 0 | 0 | 0 | 0 | 0 | 0 | 0 | 0 | 0 | 1.8814 | 65.2567 | 65.2567 | 65.2567 | 65.2567 | 65.2567 | 0 | 0 | 0 | 24.8 | 24.8 | 24.8 | 24.8 | 24.8 | 24.8 | 0 | 0 | 0 | 0 | 0 | 0 | 0 | 0 | 0 | 0 | 0 | 0 | 0 | 0 | 0 | 0 | 0 | 0 | 0 | 0 | 0 | 1.4844 | 51.4843 | 51.4843 | 51.4843 | 51.4843 | 51.4843 | 0% | 0% | 0% | 14.47% | 14.47% | 14.47% | 14.47% | 14.47% | 14.47% | 0 | 0 | 0 | 1.514 | 51 | 0 | 0 | 0 | 0 | 0 | 0 | 0 | 1.0341 | 28.7882 | 0 | 0 | 0 | 0 | 32.8045 | 32.8045 | 52.514 | 57.7654 | Unplanned Build | Potential Build Solar PV2020
| 77 | SOUT SOLAR PV 2026 | SouthEast Ghana Group | Sun | Solar PV | 0 | 0 | 0 | 0 | 0 | 0 | 0 | 0 | 0 | 0 | 0 | 0 | 0 | 0 | 31.6876 | 221.8134 | 285.1886 | 285.1886 | 0 | 0 | 0 | 0 | 0 | 24.8 | 24.8 | 24.8 | 24.8 | 0 | 0 | 0 | 0 | 0 | 0 | 0 | 0 | 0 | 0 | 0 | 0 | 0 | 0 | 0 | 0 | 0 | 0 | 0 | 0 | 0 | 0 | 0 | 25 | 175 | 225 | 225 | 0% | 0% | 0% | 0% | 0% | 14.47% | 14.47% | 14.47% | 14.47% | 0 | 0 | 0 | 0 | 0 | 22.375 | 134.25 | 44.75 | 0 | 0 | 0 | 0 | 0 | 0 | 9.4892 | 42.7762 | 8.8535 | 0 | 10.4381 | 67.2308 | 22.375 | 221.5125 | Unplanned Build | Potential Build Solar PV2026
| 78 | SOUT SOLAR PV 2035 | SouthEast Ghana Group | Sun | Solar PV | 0 | 0 | 0 | 0 | 0 | 0 | 0 | 0 | 0 | 0 | 0 | 0 | 0 | 0 | 0 | 0 | 63.3753 | 285.1886 | 0 | 0 | 0 | 0 | 0 | 0 | 0 | 25 | 25 | 0 | 0 | 0 | 0 | 0 | 0 | 0 | 0 | 0 | 0 | 0 | 0 | 0 | 0 | 0 | 0 | 0 | 0 | 0 | 0 | 0 | 0 | 0 | 0 | 0 | 50 | 225 | 0% | 0% | 0% | 0% | 0% | 0% | 0% | 14.47% | 14.47% | 0 | 0 | 0 | 0 | 0 | 0 | 0 | 38 | 133 | 0 | 0 | 0 | 0 | 0 | 0 | 0 | 7.5181 | 16.3385 | 0 | 8.2699 | 0 | 41.8 | Unplanned Build | Potential Build Solar PV2035
| 80 | SOUT SOLAR PV 2020 | SouthWest Ghana Group | Sun | Solar PV | 0 | 0 | 0 | 0 | 0 | 0 | 0 | 0 | 0 | 0 | 0 | 0 | 0 | 38.0252 | 76.0503 | 76.0503 | 76.0503 | 76.0503 | 0 | 0 | 0 | 0 | 24.8 | 24.8 | 24.8 | 24.8 | 24.8 | 0 | 0 | 0 | 0 | 0 | 0 | 0 | 0 | 0 | 0 | 0 | 0 | 0 | 0 | 0 | 0 | 0 | 0 | 0 | 0 | 0 | 0 | 30 | 60 | 60 | 60 | 60 | 0% | 0% | 0% | 0% | 14.47% | 14.47% | 14.47% | 14.47% | 14.47% | 0 | 0 | 0 | 0 | 30.6 | 30.6 | 0 | 0 | 0 | 0 | 0 | 0 | 0 | 17.2729 | 12.9774 | 0 | 0 | 0 | 33.2753 | 33.2753 | 61.2 | 67.32 | Unplanned Build | Potential Build Solar PV2020
| 81 | SOUT SOLAR PV 2026 | SouthWest Ghana Group | Sun | Solar PV | 0 | 0 | 0 | 0 | 0 | 0 | 0 | 0 | 0 | 0 | 0 | 0 | 0 | 0 | 25.3501 | 126.7505 | 152.1006 | 152.1006 | 0 | 0 | 0 | 0 | 0 | 24.8 | 24.8 | 24.8 | 24.8 | 0 | 0 | 0 | 0 | 0 | 0 | 0 | 0 | 0 | 0 | 0 | 0 | 0 | 0 | 0 | 0 | 0 | 0 | 0 | 0 | 0 | 0 | 0 | 20 | 100 | 120 | 120 | 0% | 0% | 0% | 0% | 0% | 14.47% | 14.47% | 14.47% | 14.47% | 0 | 0 | 0 | 0 | 0 | 17.9 | 71.6 | 17.9 | 0 | 0 | 0 | 0 | 0 | 0 | 7.5913 | 22.814 | 3.5414 | 0 | 8.3505 | 37.3414 | 17.9 | 118.14 | Unplanned Build | Potential Build Solar PV2026
| 82 | SOUT SOLAR PV 2035 | SouthWest Ghana Group | Sun | Solar PV | 0 | 0 | 0 | 0 | 0 | 0 | 0 | 0 | 0 | 0 | 0 | 0 | 0 | 0 | 0 | 0 | 12.6751 | 152.1006 | 0 | 0 | 0 | 0 | 0 | 0 | 0 | 25 | 25 | 0 | 0 | 0 | 0 | 0 | 0 | 0 | 0 | 0 | 0 | 0 | 0 | 0 | 0 | 0 | 0 | 0 | 0 | 0 | 0 | 0 | 0 | 0 | 0 | 0 | 10 | 120 | 0% | 0% | 0% | 0% | 0% | 0% | 0% | 14.47% | 14.47% | 0 | 0 | 0 | 0 | 0 | 0 | 0 | 7.6 | 83.6 | 0 | 0 | 0 | 0 | 0 | 0 | 0 | 1.5036 | 10.2699 | 0 | 1.654 | 0 | 8.36 | Unplanned Build | Potential Build Solar PV2035
| 84 | SOUT SOLAR PV 2026 | SouthEast Ghana Group | Sun | Solar PV | 0 | 0 | 0 | 0 | 0 | 0 | 0 | 0 | 0 | 0 | 0 | 0 | 0 | 0 | 12.6751 | 25.3501 | 38.0252 | 38.0252 | 0 | 0 | 0 | 0 | 0 | 24.8 | 24.8 | 24.8 | 24.8 | 0 | 0 | 0 | 0 | 0 | 0 | 0 | 0 | 0 | 0 | 0 | 0 | 0 | 0 | 0 | 0 | 0 | 0 | 0 | 0 | 0 | 0 | 0 | 10 | 20 | 30 | 30 | 0% | 0% | 0% | 0% | 0% | 14.47% | 14.47% | 14.47% | 14.47% | 0 | 0 | 0 | 0 | 0 | 8.95 | 8.95 | 8.95 | 0 | 0 | 0 | 0 | 0 | 0 | 3.7957 | 2.8517 | 1.7707 | 0 | 4.1752 | 9.2599 | 8.95 | 29.535 | Unplanned Build | Potential Build Solar PV2026
| 85 | SOUT SOLAR PV 2035 | SouthEast Ghana Group | Sun | Solar PV | 0 | 0 | 0 | 0 | 0 | 0 | 0 | 0 | 0 | 0 | 0 | 0 | 0 | 0 | 0 | 0 | 12.6751 | 38.0252 | 0 | 0 | 0 | 0 | 0 | 0 | 0 | 25 | 25 | 0 | 0 | 0 | 0 | 0 | 0 | 0 | 0 | 0 | 0 | 0 | 0 | 0 | 0 | 0 | 0 | 0 | 0 | 0 | 0 | 0 | 0 | 0 | 0 | 0 | 10 | 30 | 0% | 0% | 0% | 0% | 0% | 0% | 0% | 14.47% | 14.47% | 0 | 0 | 0 | 0 | 0 | 0 | 0 | 7.6 | 15.2 | 0 | 0 | 0 | 0 | 0 | 0 | 0 | 1.5036 | 1.8673 | 0 | 1.654 | 0 | 8.36 | Unplanned Build | Potential Build Solar PV2035
| 87 | ASHA SOLAR PV WITH STORAGE 2026 | Ashanti Group | Sun + storage | Solar PV + Storage | 0 | 0 | 0 | 0 | 0 | 0 | 0 | 0 | 0 | 0 | 0 | 0 | 0 | 0 | 0 | 12.675 | 12.675 | 12.675 | 0 | 0 | 0 | 0 | 0 | 0 | 28 | 28 | 28 | 0 | 0 | 0 | 0 | 0 | 0 | 0 | 0 | 0 | 0 | 0 | 0 | 0 | 0 | 0 | 0 | 0 | 0 | 0 | 0 | 0 | 0 | 0 | 0 | 10 | 10 | 10 | 0% | 0% | 0% | 0% | 0% | 0% | 14.47% | 14.47% | 14.47% | 0 | 0 | 0 | 0 | 0 | 0 | 12.5 | 0 | 0 | 0 | 0 | 0 | 0 | 0 | 0 | 3.9829 | 0 | 0 | 0 | 4.3812 | 0 | 13.75 | Unplanned Build | Potential Build Solar PV with storage2026
| 88 | ASHA SOLAR PV WITH STORAGE 2035 | Ashanti Group | Sun + storage | Solar PV + Storage | 0 | 0 | 0 | 0 | 0 | 0 | 0 | 0 | 0 | 0 | 0 | 0 | 0 | 0 | 0 | 0 | 6.3375 | 38.0251 | 0 | 0 | 0 | 0 | 0 | 0 | 0 | 28 | 28 | 0 | 0 | 0 | 0 | 0 | 0 | 0 | 0 | 0 | 0 | 0 | 0 | 0 | 0 | 0 | 0 | 0 | 0 | 0 | 0 | 0 | 0 | 0 | 0 | 0 | 5 | 30 | 0% | 0% | 0% | 0% | 0% | 0% | 0% | 14.47% | 14.47% | 0 | 0 | 0 | 0 | 0 | 0 | 0 | 5.4 | 27 | 0 | 0 | 0 | 0 | 0 | 0 | 0 | 1.0684 | 3.3168 | 0 | 1.1752 | 0 | 5.94 | Unplanned Build | Potential Build Solar PV with storage2035
| 90 | SOUT SOLAR PV WITH STORAGE 2026 | SouthWest Ghana Group | Sun + storage | Solar PV + Storage | 0 | 0 | 0 | 0 | 0 | 0 | 0 | 0 | 0 | 0 | 0 | 0 | 0 | 0 | 0 | 6.3375 | 6.3375 | 6.3375 | 0 | 0 | 0 | 0 | 0 | 0 | 28 | 28 | 28 | 0 | 0 | 0 | 0 | 0 | 0 | 0 | 0 | 0 | 0 | 0 | 0 | 0 | 0 | 0 | 0 | 0 | 0 | 0 | 0 | 0 | 0 | 0 | 0 | 5 | 5 | 5 | 0% | 0% | 0% | 0% | 0% | 0% | 14.47% | 14.47% | 14.47% | 0 | 0 | 0 | 0 | 0 | 0 | 6.25 | 0 | 0 | 0 | 0 | 0 | 0 | 0 | 0 | 1.9914 | 0 | 0 | 0 | 2.1906 | 0 | 6.875 | Unplanned Build | Potential Build Solar PV with storage2026
| 91 | SOUT SOLAR PV WITH STORAGE 2035 | SouthWest Ghana Group | Sun + storage | Solar PV + Storage | 0 | 0 | 0 | 0 | 0 | 0 | 0 | 0 | 0 | 0 | 0 | 0 | 0 | 0 | 0 | 0 | 6.3375 | 31.6876 | 0 | 0 | 0 | 0 | 0 | 0 | 0 | 28 | 28 | 0 | 0 | 0 | 0 | 0 | 0 | 0 | 0 | 0 | 0 | 0 | 0 | 0 | 0 | 0 | 0 | 0 | 0 | 0 | 0 | 0 | 0 | 0 | 0 | 0 | 5 | 25 | 0% | 0% | 0% | 0% | 0% | 0% | 0% | 14.47% | 14.47% | 0 | 0 | 0 | 0 | 0 | 0 | 0 | 5.4 | 21.6 | 0 | 0 | 0 | 0 | 0 | 0 | 0 | 1.0684 | 2.6535 | 0 | 1.1752 | 0 | 5.94 | Unplanned Build | Potential Build Solar PV with storage2035
| 93 | NORT SOLAR PV WITH STORAGE 2026 | Northern Ghana Group | Sun + storage | Solar PV + Storage | 0 | 0 | 0 | 0 | 0 | 0 | 0 | 0 | 0 | 0 | 0 | 0 | 0 | 0 | 0 | 63.3752 | 63.3752 | 63.3752 | 0 | 0 | 0 | 0 | 0 | 0 | 28 | 28 | 28 | 0 | 0 | 0 | 0 | 0 | 0 | 0 | 0 | 0 | 0 | 0 | 0 | 0 | 0 | 0 | 0 | 0 | 0 | 0 | 0 | 0 | 0 | 0 | 0 | 50 | 50 | 50 | 0% | 0% | 0% | 0% | 0% | 0% | 14.47% | 14.47% | 14.47% | 0 | 0 | 0 | 0 | 0 | 0 | 62.5 | 0 | 0 | 0 | 0 | 0 | 0 | 0 | 0 | 19.9144 | 0 | 0 | 0 | 21.9059 | 0 | 68.75 | Unplanned Build | Potential Build Solar PV with storage2026
| 94 | NORT SOLAR PV WITH STORAGE 2035 | Northern Ghana Group | Sun + storage | Solar PV + Storage | 0 | 0 | 0 | 0 | 0 | 0 | 0 | 0 | 0 | 0 | 0 | 0 | 0 | 0 | 0 | 0 | 31.6876 | 190.1257 | 0 | 0 | 0 | 0 | 0 | 0 | 0 | 28 | 28 | 0 | 0 | 0 | 0 | 0 | 0 | 0 | 0 | 0 | 0 | 0 | 0 | 0 | 0 | 0 | 0 | 0 | 0 | 0 | 0 | 0 | 0 | 0 | 0 | 0 | 25 | 150 | 0% | 0% | 0% | 0% | 0% | 0% | 0% | 14.47% | 14.47% | 0 | 0 | 0 | 0 | 0 | 0 | 0 | 27 | 135 | 0 | 0 | 0 | 0 | 0 | 0 | 0 | 5.3418 | 16.5842 | 0 | 5.876 | 0 | 29.7 | Unplanned Build | Potential Build Solar PV with storage2035
| 96 | SOUT SOLAR PV WITH STORAGE 2026 | SouthEast Ghana Group | Sun + storage | Solar PV + Storage | 0 | 0 | 0 | 0 | 0 | 0 | 0 | 0 | 0 | 0 | 0 | 0 | 0 | 0 | 0 | 95.0629 | 95.0629 | 95.0629 | 0 | 0 | 0 | 0 | 0 | 0 | 28 | 28 | 28 | 0 | 0 | 0 | 0 | 0 | 0 | 0 | 0 | 0 | 0 | 0 | 0 | 0 | 0 | 0 | 0 | 0 | 0 | 0 | 0 | 0 | 0 | 0 | 0 | 75 | 75 | 75 | 0% | 0% | 0% | 0% | 0% | 0% | 14.47% | 14.47% | 14.47% | 0 | 0 | 0 | 0 | 0 | 0 | 93.75 | 0 | 0 | 0 | 0 | 0 | 0 | 0 | 0 | 29.8716 | 0 | 0 | 0 | 32.8588 | 0 | 103.125 | Unplanned Build | Potential Build Solar PV with storage2026
| 97 | SOUT SOLAR PV WITH STORAGE 2035 | SouthEast Ghana Group | Sun + storage | Solar PV + Storage | 0 | 0 | 0 | 0 | 0 | 0 | 0 | 0 | 0 | 0 | 0 | 0 | 0 | 0 | 0 | 0 | 31.6876 | 139.4255 | 0 | 0 | 0 | 0 | 0 | 0 | 0 | 28 | 28 | 0 | 0 | 0 | 0 | 0 | 0 | 0 | 0 | 0 | 0 | 0 | 0 | 0 | 0 | 0 | 0 | 0 | 0 | 0 | 0 | 0 | 0 | 0 | 0 | 0 | 25 | 110 | 0% | 0% | 0% | 0% | 0% | 0% | 0% | 14.47% | 14.47% | 0 | 0 | 0 | 0 | 0 | 0 | 0 | 27 | 91.8 | 0 | 0 | 0 | 0 | 0 | 0 | 0 | 5.3418 | 11.2773 | 0 | 5.876 | 0 | 29.7 | Unplanned Build | Potential Build Solar PV with storage2035
| 99 | SOUT SOLAR PV WITH STORAGE 2026 | SouthWest Ghana Group | Sun + storage | Solar PV + Storage | 0 | 0 | 0 | 0 | 0 | 0 | 0 | 0 | 0 | 0 | 0 | 0 | 0 | 0 | 0 | 50.7001 | 50.7001 | 50.7001 | 0 | 0 | 0 | 0 | 0 | 0 | 28 | 28 | 28 | 0 | 0 | 0 | 0 | 0 | 0 | 0 | 0 | 0 | 0 | 0 | 0 | 0 | 0 | 0 | 0 | 0 | 0 | 0 | 0 | 0 | 0 | 0 | 0 | 39.9999 | 39.9999 | 39.9999 | 0% | 0% | 0% | 0% | 0% | 0% | 14.47% | 14.47% | 14.47% | 0 | 0 | 0 | 0 | 0 | 0 | 49.9999 | 0 | 0 | 0 | 0 | 0 | 0 | 0 | 0 | 15.9315 | 0 | 0 | 0 | 17.5247 | 0 | 54.9999 | Unplanned Build | Potential Build Solar PV with storage2026
| 100 | SOUT SOLAR PV WITH STORAGE 2035 | SouthWest Ghana Group | Sun + storage | Solar PV + Storage | 0 | 0 | 0 | 0 | 0 | 0 | 0 | 0 | 0 | 0 | 0 | 0 | 0 | 0 | 0 | 0 | 6.3375 | 76.0503 | 0 | 0 | 0 | 0 | 0 | 0 | 0 | 28 | 28 | 0 | 0 | 0 | 0 | 0 | 0 | 0 | 0 | 0 | 0 | 0 | 0 | 0 | 0 | 0 | 0 | 0 | 0 | 0 | 0 | 0 | 0 | 0 | 0 | 0 | 5 | 60 | 0% | 0% | 0% | 0% | 0% | 0% | 0% | 14.47% | 14.47% | 0 | 0 | 0 | 0 | 0 | 0 | 0 | 5.4 | 59.4 | 0 | 0 | 0 | 0 | 0 | 0 | 0 | 1.0684 | 7.2971 | 0 | 1.1752 | 0 | 5.94 | Unplanned Build | Potential Build Solar PV with storage2035
| 102 | SOUT SOLAR PV WITH STORAGE 2026 | SouthEast Ghana Group | Sun + storage | Solar PV + Storage | 0 | 0 | 0 | 0 | 0 | 0 | 0 | 0 | 0 | 0 | 0 | 0 | 0 | 0 | 0 | 6.3375 | 6.3375 | 6.3375 | 0 | 0 | 0 | 0 | 0 | 0 | 28 | 28 | 28 | 0 | 0 | 0 | 0 | 0 | 0 | 0 | 0 | 0 | 0 | 0 | 0 | 0 | 0 | 0 | 0 | 0 | 0 | 0 | 0 | 0 | 0 | 0 | 0 | 5 | 5 | 5 | 0% | 0% | 0% | 0% | 0% | 0% | 14.47% | 14.47% | 14.47% | 0 | 0 | 0 | 0 | 0 | 0 | 6.25 | 0 | 0 | 0 | 0 | 0 | 0 | 0 | 0 | 1.9914 | 0 | 0 | 0 | 2.1906 | 0 | 6.875 | Unplanned Build | Potential Build Solar PV with storage2026
| 103 | SOUT SOLAR PV WITH STORAGE 2035 | SouthEast Ghana Group | Sun + storage | Solar PV + Storage | 0 | 0 | 0 | 0 | 0 | 0 | 0 | 0 | 0 | 0 | 0 | 0 | 0 | 0 | 0 | 0 | 6.3375 | 25.3501 | 0 | 0 | 0 | 0 | 0 | 0 | 0 | 28 | 28 | 0 | 0 | 0 | 0 | 0 | 0 | 0 | 0 | 0 | 0 | 0 | 0 | 0 | 0 | 0 | 0 | 0 | 0 | 0 | 0 | 0 | 0 | 0 | 0 | 0 | 5 | 20 | 0% | 0% | 0% | 0% | 0% | 0% | 0% | 14.47% | 14.47% | 0 | 0 | 0 | 0 | 0 | 0 | 0 | 5.4 | 16.2 | 0 | 0 | 0 | 0 | 0 | 0 | 0 | 1.0684 | 1.9901 | 0 | 1.1752 | 0 | 5.94 | Unplanned Build | Potential Build Solar PV with storage2035
| 104 | SOUT WIND TURBINE 2020 | SouthEast Ghana Group | Wind | Wind | 0 | 0 | 0 | 0 | 0 | 0 | 0 | 0 | 0 | 0 | 0 | 0 | 175.1525 | 350.305 | 525.4575 | 525.4575 | 525.4575 | 525.4575 | 0 | 0 | 0 | 46.71 | 46.71 | 46.71 | 46.71 | 46.71 | 46.71 | 0 | 0 | 0 | 0 | 0 | 0 | 0 | 0 | 0 | 0 | 0 | 0 | 0 | 0 | 0 | 0 | 0 | 0 | 0 | 0 | 0 | 75 | 150 | 225 | 225 | 225 | 225 | 0% | 0% | 0% | 26.66% | 26.66% | 26.66% | 26.66% | 26.66% | 26.66% | 0 | 0 | 0 | 116.025 | 116.025 | 116.025 | 0 | 0 | 0 | 0 | 0 | 0 | 79.2466 | 65.4931 | 49.2059 | 0 | 0 | 0 | 213.3402 | 213.3402 | 348.075 | 382.8825 | Unplanned Build | Potential Build Wind2020
| 105 | SOUT WIND TURBINE 2026 | SouthEast Ghana Group | Wind | Wind | 0 | 0 | 0 | 0 | 0 | 0 | 0 | 0 | 0 | 0 | 0 | 0 | 0 | 0 | 175.1525 | 408.6892 | 525.4575 | 525.4575 | 0 | 0 | 0 | 0 | 0 | 46.71 | 46.71 | 46.71 | 46.71 | 0 | 0 | 0 | 0 | 0 | 0 | 0 | 0 | 0 | 0 | 0 | 0 | 0 | 0 | 0 | 0 | 0 | 0 | 0 | 0 | 0 | 0 | 0 | 75 | 175 | 225 | 225 | 0% | 0% | 0% | 0% | 0% | 26.66% | 26.66% | 26.66% | 26.66% | 0 | 0 | 0 | 0 | 0 | 109.5 | 146 | 73 | 0 | 0 | 0 | 0 | 0 | 0 | 46.4387 | 46.5201 | 14.4427 | 0 | 51.0826 | 118.1416 | 109.5 | 361.35 | Unplanned Build | Potential Build Wind2026
| 106 | SOUT WIND TURBINE 2035 | SouthEast Ghana Group | Wind | Wind | 0 | 0 | 0 | 0 | 0 | 0 | 0 | 0 | 0 | 0 | 0 | 0 | 0 | 0 | 0 | 0 | 233.5367 | 233.5367 | 0 | 0 | 0 | 0 | 0 | 0 | 0 | 47 | 47 | 0 | 0 | 0 | 0 | 0 | 0 | 0 | 0 | 0 | 0 | 0 | 0 | 0 | 0 | 0 | 0 | 0 | 0 | 0 | 0 | 0 | 0 | 0 | 0 | 0 | 100 | 100 | 0% | 0% | 0% | 0% | 0% | 0% | 0% | 26.66% | 26.66% | 0 | 0 | 0 | 0 | 0 | 0 | 0 | 134.4 | 0 | 0 | 0 | 0 | 0 | 0 | 0 | 0 | 26.5903 | 0 | 0 | 29.2494 | 0 | 147.84 | Unplanned Build | Potential Build Wind2035
[6 empty] | 0 | 0 | 0 | 0 | 0 | 0 | 0 |  |  | 0 | 0 | 0 | 0 | 0 | 0 | 0 |  |  | 0 | 0 | 0 | 0 | 0 | 0 | 0 |  |  | 0 | 0 | 0 | 0 | 0 | 0 | 0 |  |  | 0 | 0 | 0 | 0 | 0 | 0 | 0 |  |  | 0 | 0 | 0 | 0 | 0 | 0 | 0 |  |  | 0 | 0 | 0 | 0 | 0 | 0 | 0

## Low Demand
Back to Contents | [77 empty] | 90.91% | 82.64% | 75.13% | 68.3% | 56.45% | 42.41% | 31.86% | 19.78% | 12.28% | Cap Cost NPV |  | Cap Cost -- no NPV
|  | Plant Name |  |  |  | FUEL CONSUMPTION | [8 empty] | GENERATION | [8 empty] | FOM (USD/kW-yr | [8 empty] | VOM (USD/MWh) | [8 empty] | Fuel Cost (USD/MWh) | [8 empty] | Available Capacity | [8 empty] | Capacity Factors | [8 empty] | Total Capital Cost | [8 empty] | Total Capital Cost (NPV) | [8 empty] | 1375.4811 | 1717.3378 | 2675.4653 | 4181.2818 | Unplanned? | Plant Name
| UnitID |  | Model Region | Fuel Type | Capacity Type | 2017 | 2018 | 2019 | 2020 | 2023 | 2026 | 2030 | 2035 | 2040 | 2017 | 2018 | 2019 | 2020 | 2023 | 2026 | 2030 | 2035 | 2040 | 2017 | 2018 | 2019 | 2020 | 2023 | 2026 | 2030 | 2035 | 2040 | 2017 | 2018 | 2019 | 2020 | 2023 | 2026 | 2030 | 2035 | 2040 | 2017 | 2018 | 2019 | 2020 | 2023 | 2026 | 2030 | 2035 | 2040 | 2017 | 2018 | 2019 | 2020 | 2023 | 2026 | 2030 | 2035 | 2040 | 2017 | 2018 | 2019 | 2020 | 2023 | 2026 | 2030 | 2035 | 2040 | 2017 | 2018 | 2019 | 2020 | 2023 | 2026 | 2030 | 2035 | 2040 | 2017 | 2018 | 2019 | 2020 | 2023 | 2026 | 2030 | 2035 | 2040 | 10-year | 20-year | 10-year | 20-year
| 1 | CENIT | SouthEast Ghana Group | Oil | Oil Combustion | 0 | 0 | 0 | 0 | 0 | 0 | 0 | 0 | 0 | 0 | 0 | 0 | 0 | 0 | 0 | 0 | 0 | 0 | 11.83 | 11.83 | 11.83 | 11.83 | 11.83 | 11.83 | 11.83 | 0 | 0 | 0 | 0 | 0 | 0 | 0 | 0 | 0 | 0 | 0 | 0 | 0 | 0 | 0 | 0 | 0 | 0 | 0 | 0 | 100 | 100 | 100 | 100 | 100 | 100 | 100 | 0 | 0 | 0% | 0% | 0% | 0% | 0% | 0% | 0% | 0% | 0% | [9 empty] | 0 | 0 | 0 | 0 | 0 | 0 | 0 | 0 | 0 | 0 | 0 | 0 | 0 | Existing & Under Const. Plant
| 2 | Trojan 2B | SouthEast Ghana Group | Oil | Oil Combustion | 0.26958 | 0 | 0 | 0 | 0 | 0 | 0 | 0 | 0 | 31.941 | 0 | 0 | 0 | 0 | 0 | 0 | 0 | 0 | 34 | 34 | 34 | 34 | 0 | 0 | 0 | 0 | 0 | 5.5 | 0 | 0 | 0 | 0 | 0 | 0 | 0 | 0 | 97.9957 | 0 | 0 | 0 | 0 | 0 | 0 | 0 | 0 | 16.25 | 16.25 | 16.25 | 16.25 | 0 | 0 | 0 | 0 | 0 | 22.44% | 0% | 0% | 0% | 0% | 0% | 0% | 0% | 0% | [9 empty] | 0 | 0 | 0 | 0 | 0 | 0 | 0 | 0 | 0 | 0 | 0 | 0 | 0 | Existing & Under Const. Plant
| 3 | Trojan 2A | Ashanti Group | Oil | Oil Combustion | 0.26958 | 0 | 0 | 0 | 0 | 0 | 0 | 0 | 0 | 31.941 | 0 | 0 | 0 | 0 | 0 | 0 | 0 | 0 | 34 | 34 | 34 | 34 | 0 | 0 | 0 | 0 | 0 | 5.5 | 0 | 0 | 0 | 0 | 0 | 0 | 0 | 0 | 108.8196 | 0 | 0 | 0 | 0 | 0 | 0 | 0 | 0 | 16.25 | 16.25 | 16.25 | 16.25 | 0 | 0 | 0 | 0 | 0 | 22.44% | 0% | 0% | 0% | 0% | 0% | 0% | 0% | 0% | [9 empty] | 0 | 0 | 0 | 0 | 0 | 0 | 0 | 0 | 0 | 0 | 0 | 0 | 0 | Existing & Under Const. Plant
| 4 | GP Tarkwa Plant | SouthWest Ghana Group | Oil | Oil Combustion | 0 | 0 | 0 | 0 | 0 | 0 | 0 | 0.0018965 | 0.020849 | 0 | 0 | 0 | 0 | 0 | 0 | 0 | 0.19106 | 2.1004 | 17.5 | 17.5 | 17.5 | 17.5 | 17.5 | 17.5 | 17.5 | 17.5 | 17.5 | 0 | 0 | 0 | 0 | 0 | 0 | 0 | 3.5 | 3.5 | 0 | 0 | 0 | 0 | 0 | 0 | 0 | 163.9775 | 163.9775 | 33 | 33 | 33 | 33 | 33 | 33 | 33 | 33 | 33 | 0% | 0% | 0% | 0% | 0% | 0% | 0% | 0.06609% | 0.7266% | [9 empty] | 0 | 0 | 0 | 0 | 0 | 0 | 0 | 0 | 0 | 0 | 0 | 0 | 0 | Existing & Under Const. Plant
| 5 | GP Chirano Plant | SouthWest Ghana Group | Oil | Oil Combustion | 0 | 0 | 0 | 0 | 0 | 0 | 0 | 0 | 0 | 0 | 0 | 0 | 0 | 0 | 0 | 0 | 0 | 0 | 17.5 | 17.5 | 17.5 | 17.5 | 17.5 | 17.5 | 17.5 | 17.5 | 17.5 | 0 | 0 | 0 | 0 | 0 | 0 | 0 | 0 | 0 | 0 | 0 | 0 | 0 | 0 | 0 | 0 | 0 | 0 | 30 | 30 | 30 | 30 | 30 | 30 | 30 | 30 | 30 | 0% | 0% | 0% | 0% | 0% | 0% | 0% | 0% | 0% | [9 empty] | 0 | 0 | 0 | 0 | 0 | 0 | 0 | 0 | 0 | 0 | 0 | 0 | 0 | Existing & Under Const. Plant
| 6 | GP Darmang Plant | SouthWest Ghana Group | Oil | Oil Combustion | 0 | 0 | 0 | 0 | 0 | 0 | 0 | 0 | 0.0046882 | 0 | 0 | 0 | 0 | 0 | 0 | 0 | 0 | 0.44103 | 17.5 | 17.5 | 17.5 | 17.5 | 17.5 | 17.5 | 17.5 | 17.5 | 17.5 | 0 | 0 | 0 | 0 | 0 | 0 | 0 | 0 | 3.5 | 0 | 0 | 0 | 0 | 0 | 0 | 0 | 0 | 175.6076 | 25.5 | 25.5 | 25.5 | 25.5 | 25.5 | 25.5 | 25.5 | 25.5 | 25.5 | 0% | 0% | 0% | 0% | 0% | 0% | 0% | 0% | 0.1974% | [9 empty] | 0 | 0 | 0 | 0 | 0 | 0 | 0 | 0 | 0 | 0 | 0 | 0 | 0 | Existing & Under Const. Plant
| 7 | SAPP 2 | SouthEast Ghana Group | Oil/Gas | Oil/Gas Combined Cycle | 9.6 | 20.205 | 0 | 0 | 0 | 2.1488 | 23.5117 | 23.4956 | 23.5117 | 1230.7632 | 2590.385 | 0 | 0 | 0 | 275.4936 | 3014.316 | 3012.2614 | 3014.316 | 16 | 16 | 16 | 16 | 16 | 16 | 16 | 16 | 16 | 3.5 | 3.5 | 0 | 0 | 0 | 3.5 | 3.5 | 3.5 | 3.5 | 70.9393 | 62.4519 | 0 | 0 | 0 | 75.2618 | 70.7657 | 73.6127 | 82.6401 | 370 | 370 | 370 | 370 | 370 | 370 | 370 | 370 | 370 | 37.97% | 79.92% | 0% | 0% | 0% | 8.5% | 93% | 92.94% | 93% | [9 empty] | 0 | 0 | 0 | 0 | 0 | 0 | 0 | 0 | 0 | 0 | 0 | 0 | 0 | Existing & Under Const. Plant
| 8 | Cenpower | SouthEast Ghana Group | Oil/Gas | Oil/Gas Combined Cycle | 0 | 0 | 0 | 0 | 17.6558 | 21.6475 | 18.4325 | 4.1491 | 21.6884 | 0 | 0 | 0 | 0 | 2254.8933 | 2764.6889 | 2354.092 | 529.9011 | 2769.912 | 0 | 16 | 16 | 16 | 16 | 16 | 16 | 16 | 16 | 0 | 0 | 0 | 0 | 3.5 | 3.5 | 3.5 | 3.5 | 3.5 | 0 | 0 | 0 | 0 | 74.4903 | 75.8859 | 69.0552 | 72.3996 | 87.2335 | 0 | 340 | 340 | 340 | 340 | 340 | 340 | 340 | 340 | 0% | 0% | 0% | 0% | 75.71% | 92.82% | 79.04% | 17.79% | 93% | [9 empty] | 0 | 0 | 0 | 0 | 0 | 0 | 0 | 0 | 0 | 0 | 0 | 0 | 0 | Existing & Under Const. Plant
| 9 | KarpowerShip 1 | SouthEast Ghana Group | Oil/Gas | Oil/Gas Combined Cycle | 14.837 | 0 | 0 | 0 | 0 | 0 | 0 | 0 | 0 | 1942.0128 | 0 | 0 | 0 | 0 | 0 | 0 | 0 | 0 | 177.828 | 0 | 0 | 0 | 0 | 0 | 0 | 0 | 0 | 3.5 | 0 | 0 | 0 | 0 | 0 | 0 | 0 | 0 | 67.7182 | 0 | 0 | 0 | 0 | 0 | 0 | 0 | 0 | 247 | 0 | 0 | 0 | 0 | 0 | 0 | 0 | 0 | 89.75% | 0% | 0% | 0% | 0% | 0% | 0% | 0% | 0% | [9 empty] | 0 | 0 | 0 | 0 | 0 | 0 | 0 | 0 | 0 | 0 | 0 | 0 | 0 | Existing & Under Const. Plant
| 10 | AKSA | SouthEast Ghana Group | Oil/Gas | Oil/Gas Combined Cycle | 10.1595 | 0 | 14.1342 | 13.054 | 25.9679 | 25.9679 | 0 | 0 | 12.7842 | 1195.236 | 0 | 1662.8439 | 1535.7658 | 3055.05 | 3055.05 | 0 | 0 | 1504.0247 | 16 | 16 | 16 | 16 | 16 | 16 | 16 | 16 | 16 | 3.5 | 0 | 3.5 | 3.5 | 3.5 | 3.5 | 0 | 0 | 3.5 | 75.3409 | 0 | 70.7149 | 70.5776 | 75.3116 | 71.8293 | 0 | 0 | 94.0116 | 250 | 375 | 375 | 375 | 375 | 375 | 375 | 375 | 375 | 54.58% | 0% | 50.62% | 46.75% | 93% | 93% | 0% | 0% | 45.78% | [9 empty] | 0 | 0 | 0 | 0 | 0 | 0 | 0 | 0 | 0 | 0 | 0 | 0 | 0 | Existing & Under Const. Plant
| 11 | TAPCO (T1) | SouthWest Ghana Group | Oil/Gas | Oil/Gas Combined Cycle | 11.645 | 17.1872 | 9.5854 | 3.1317 | 0 | 1.9902 | 0.00056442 | 4.7138 | 0.0081101 | 1496.2075 | 2208.3 | 1231.5796 | 402.3786 | 0 | 255.7155 | 0.07252 | 605.6554 | 1.042 | 18.7 | 18.7 | 18.7 | 18.7 | 18.7 | 18.7 | 18.7 | 18.7 | 18.7 | 5 | 5 | 5 | 5 | 0 | 5 | 5 | 5 | 5 | 58.0023 | 62.3154 | 64.7499 | 64.6242 | 0 | 62.3592 | 63.0192 | 62.5775 | 61.5635 | 305 | 305 | 305 | 305 | 305 | 305 | 305 | 305 | 305 | 56% | 82.65% | 46.1% | 15.06% | 0% | 9.571% | 0.002714% | 22.67% | 0.039% | [9 empty] | 0 | 0 | 0 | 0 | 0 | 0 | 0 | 0 | 0 | 0 | 0 | 0 | 0 | Existing & Under Const. Plant
| 12 | TICO (T2) | SouthWest Ghana Group | Oil/Gas | Oil/Gas Combined Cycle | 17.7346 | 17.7346 | 0 | 0 | 0 | 0 | 16.7567 | 17.7346 | 6.3086 | 2382.7201 | 2382.72 | 0 | 0 | 0 | 0 | 2251.34 | 2382.72 | 847.5842 | 30.94 | 30.94 | 30.94 | 30.94 | 30.94 | 30.94 | 30.94 | 30.94 | 30.94 | 4.9 | 4.9 | 0 | 0 | 0 | 0 | 4.9 | 4.9 | 4.9 | 55.7857 | 59.5931 | 0 | 0 | 0 | 0 | 60.2662 | 59.8438 | 58.8741 | 320 | 320 | 320 | 320 | 320 | 320 | 320 | 320 | 320 | 85% | 85% | 0% | 0% | 0% | 0% | 80.31% | 85% | 30.24% | [9 empty] | 0 | 0 | 0 | 0 | 0 | 0 | 0 | 0 | 0 | 0 | 0 | 0 | 0 | Existing & Under Const. Plant
| 13 | Amandi | SouthWest Ghana Group | Oil/Gas | Oil/Gas Combined Cycle | 0 | 0 | 8.0946 | 12.0103 | 0 | 12.0103 | 0 | 0 | 0 | 0 | 0 | 987.1488 | 1464.6722 | 0 | 1464.672 | 0 | 0 | 0 | 0 | 0 | 30.94 | 30.94 | 30.94 | 30.94 | 30.94 | 30.94 | 30.94 | 0 | 0 | 4.9 | 4.9 | 0 | 4.9 | 0 | 0 | 0 | 0 | 0 | 68.2191 | 68.0866 | 0 | 65.7003 | 0 | 0 | 0 | 0 | 0 | 190 | 190 | 190 | 190 | 190 | 190 | 190 | 0% | 0% | 59.31% | 88% | 0% | 88% | 0% | 0% | 0% | [9 empty] | 0 | 0 | 0 | 0 | 0 | 0 | 0 | 0 | 0 | 0 | 0 | 0 | 0 | Existing & Under Const. Plant
| 14 | KarpowerShip 2 | SouthWest Ghana Group | Oil/Gas | Oil/Gas Combined Cycle | 0 | 24.5592 | 31.8841 | 31.8841 | 31.8841 | 0 | 0 | 0 | 0 | 0 | 2884.5642 | 3744.9 | 3744.9 | 3744.9 | 0 | 0 | 0 | 0 | 0 | 177.828 | 177.828 | 177.828 | 177.828 | 0 | 0 | 0 | 0 | 0 | 3.5 | 3.5 | 3.5 | 3.5 | 0 | 0 | 0 | 0 | 0 | 68.1682 | 70.8314 | 70.6939 | 67.0356 | 0 | 0 | 0 | 0 | 0 | 450 | 450 | 450 | 450 | 0 | 0 | 0 | 0 | 0% | 73.18% | 95% | 95% | 95% | 0% | 0% | 0% | 0% | [9 empty] | 0 | 0 | 0 | 0 | 0 | 0 | 0 | 0 | 0 | 0 | 0 | 0 | 0 | Existing & Under Const. Plant
| 15 | Early Power | SouthEast Ghana Group | Oil/Gas | Oil/Gas Combustion | 0 | 0 | 0 | 0 | 0 | 0 | 23.0656 | 23.0656 | 23.0656 | 0 | 0 | 0 | 0 | 0 | 0 | 3075.417 | 3075.417 | 3075.417 | 0 | 0 | 16 | 16 | 16 | 16 | 16 | 16 | 16 | 0 | 0 | 0 | 0 | 0 | 0 | 3.5 | 3.5 | 3.5 | 0 | 0 | 0 | 0 | 0 | 0 | 71.0679 | 65.0085 | 83.362 | 0 | 0 | 377.5 | 377.5 | 377.5 | 377.5 | 377.5 | 377.5 | 377.5 | 0% | 0% | 0% | 0% | 0% | 0% | 93% | 93% | 93% | [9 empty] | 0 | 0 | 0 | 0 | 0 | 0 | 0 | 0 | 0 | 0 | 0 | 0 | 0 | Existing & Under Const. Plant
| 16 | TT1PP | SouthEast Ghana Group | Oil/Gas | Oil/Gas Combustion | 0 | 0 | 0 | 0 | 0 | 0 | 0 | 0 | 0 | 0 | 0 | 0 | 0 | 0 | 0 | 0 | 0 | 0 | 14.3 | 14.3 | 14.3 | 14.3 | 14.3 | 14.3 | 14.3 | 14.3 | 14.3 | 0 | 0 | 0 | 0 | 0 | 0 | 0 | 0 | 0 | 0 | 0 | 0 | 0 | 0 | 0 | 0 | 0 | 0 | 100 | 100 | 100 | 100 | 100 | 100 | 100 | 100 | 100 | 0% | 0% | 0% | 0% | 0% | 0% | 0% | 0% | 0% | [9 empty] | 0 | 0 | 0 | 0 | 0 | 0 | 0 | 0 | 0 | 0 | 0 | 0 | 0 | Existing & Under Const. Plant
| 17 | KTPP | SouthEast Ghana Group | Oil/Gas | Oil/Gas Combustion | 0.33667 | 0 | 17.76 | 17.76 | 17.76 | 17.76 | 0 | 0 | 0 | 30.8874 | 0 | 1629.36 | 1629.36 | 1629.3596 | 1629.3597 | 0 | 0 | 0 | 12.3 | 12.3 | 12.3 | 12.3 | 12.3 | 12.3 | 12.3 | 12.3 | 12.3 | 3.5 | 0 | 3.5 | 3.5 | 3.5 | 3.5 | 0 | 0 | 0 | 126.5585 | 0 | 90.6815 | 90.5054 | 94.5686 | 102.0185 | 0 | 0 | 0 | 200 | 200 | 200 | 200 | 200 | 200 | 200 | 200 | 200 | 1.763% | 0% | 93% | 93% | 93% | 93% | 0% | 0% | 0% | [9 empty] | 0 | 0 | 0 | 0 | 0 | 0 | 0 | 0 | 0 | 0 | 0 | 0 | 0 | Existing & Under Const. Plant
| 18 | Trojan 1 | SouthEast Ghana Group | Oil/Gas | Oil/Gas Combustion | 0.41408 | 0 | 0 | 0 | 0 | 0 | 0 | 0 | 0 | 49.0614 | 0 | 0 | 0 | 0 | 0 | 0 | 0 | 0 | 34 | 34 | 34 | 34 | 0 | 0 | 0 | 0 | 0 | 5.5 | 0 | 0 | 0 | 0 | 0 | 0 | 0 | 0 | 97.9957 | 0 | 0 | 0 | 0 | 0 | 0 | 0 | 0 | 24.96 | 24.96 | 24.96 | 24.96 | 0 | 0 | 0 | 0 | 0 | 22.44% | 0% | 0% | 0% | 0% | 0% | 0% | 0% | 0% | [9 empty] | 0 | 0 | 0 | 0 | 0 | 0 | 0 | 0 | 0 | 0 | 0 | 0 | 0 | Existing & Under Const. Plant
| 19 | MRP | SouthEast Ghana Group | Oil/Gas | Oil/Gas Combustion | 0 | 0 | 0 | 0 | 0 | 0 | 0 | 0 | 0 | 0 | 0 | 0 | 0 | 0 | 0 | 0 | 0 | 0 | 12.5737 | 12.5737 | 12.5737 | 12.5737 | 12.5737 | 12.5737 | 12.5737 | 12.5737 | 12.5737 | 0 | 0 | 0 | 0 | 0 | 0 | 0 | 0 | 0 | 0 | 0 | 0 | 0 | 0 | 0 | 0 | 0 | 0 | 70 | 70 | 70 | 70 | 70 | 70 | 70 | 70 | 70 | 0% | 0% | 0% | 0% | 0% | 0% | 0% | 0% | 0% | [9 empty] | 0 | 0 | 0 | 0 | 0 | 0 | 0 | 0 | 0 | 0 | 0 | 0 | 0 | Existing & Under Const. Plant
| 20 | Safisana | SouthEast Ghana Group | Biogas | Biogas | 0.010052 | 0.010052 | 0.010052 | 0 | 0.010052 | 0 | 0.010052 | 0.010052 | 0.010052 | 0.7446 | 0.7446 | 0.7446 | 0 | 0.7446 | 0 | 0.7446 | 0.7446 | 0.7446 | 35 | 35 | 35 | 35 | 35 | 35 | 35 | 35 | 35 | 4.2 | 4.2 | 4.2 | 0 | 4.2 | 0 | 4.2 | 4.2 | 4.2 | 40.5 | 40.5 | 40.5 | 0 | 40.5 | 0 | 40.5 | 40.5 | 40.5 | 0.1 | 0.1 | 0.1 | 0.1 | 0.1 | 0.1 | 0.1 | 0.1 | 0.1 | 85% | 85% | 85% | 0% | 85% | 0% | 85% | 85% | 85% | [9 empty] | 0 | 0 | 0 | 0 | 0 | 0 | 0 | 0 | 0 | 0 | 0 | 0 | 0 | Existing & Under Const. Plant
| 21 | TT2PP | SouthEast Ghana Group | Gas | Gas Combustion Turbine | 0.53258 | 0 | 0 | 0 | 0 | 0 | 0 | 0 | 0 | 54.7924 | 0 | 0 | 0 | 0 | 0 | 0 | 0 | 0 | 12.1007 | 12.1007 | 12.1007 | 12.1007 | 12.1007 | 12.1007 | 12.1007 | 12.1007 | 12.1007 | 4.5 | 0 | 0 | 0 | 0 | 0 | 0 | 0 | 0 | 79.8984 | 0 | 0 | 0 | 0 | 0 | 0 | 0 | 0 | 45 | 45 | 45 | 45 | 45 | 45 | 45 | 45 | 45 | 13.9% | 0% | 0% | 0% | 0% | 0% | 0% | 0% | 0% | [9 empty] | 0 | 0 | 0 | 0 | 0 | 0 | 0 | 0 | 0 | 0 | 0 | 0 | 0 | Existing & Under Const. Plant
| 22 | SAPP 1 | SouthEast Ghana Group | Gas | Gas Combustion Turbine | 3.0668 | 0 | 0 | 0 | 0 | 0 | 0 | 0 | 0 | 328.6988 | 0 | 0 | 0 | 0 | 0 | 0 | 0 | 0 | 11.83 | 11.83 | 11.83 | 11.83 | 11.83 | 11.83 | 11.83 | 11.83 | 11.83 | 4.5 | 0 | 0 | 0 | 0 | 0 | 0 | 0 | 0 | 76.6926 | 0 | 0 | 0 | 0 | 0 | 0 | 0 | 0 | 180 | 180 | 180 | 180 | 180 | 180 | 180 | 180 | 180 | 20.85% | 0% | 0% | 0% | 0% | 0% | 0% | 0% | 0% | [9 empty] | 0 | 0 | 0 | 0 | 0 | 0 | 0 | 0 | 0 | 0 | 0 | 0 | 0 | Existing & Under Const. Plant
| 23 | Trojan 3 | SouthEast Ghana Group | Gas | Gas Combustion Turbine | 0 | 0 | 0 | 0 | 0 | 0 | 0 | 0 | 0 | 0 | 0 | 0 | 0 | 0 | 0 | 0 | 0 | 0 | 0 | 34 | 34 | 34 | 0 | 0 | 0 | 0 | 0 | 0 | 0 | 0 | 0 | 0 | 0 | 0 | 0 | 0 | 0 | 0 | 0 | 0 | 0 | 0 | 0 | 0 | 0 | 0 | 49.92 | 49.92 | 49.92 | 0 | 0 | 0 | 0 | 0 | 0% | 0% | 0% | 0% | 0% | 0% | 0% | 0% | 0% | [9 empty] | 0 | 0 | 0 | 0 | 0 | 0 | 0 | 0 | 0 | 0 | 0 | 0 | 0 | Existing & Under Const. Plant
| 24 | Ameri_2016 | SouthWest Ghana Group | Gas | Gas Combustion Turbine | 0.43824 | 0 | 18.427 | 18.427 | 0 | 0 | 0 | 0 | 0 | 43.1252 | 0 | 1813.32 | 1813.32 | 0 | 0 | 0 | 0 | 0 | 14.54 | 14.54 | 14.54 | 14.54 | 0 | 0 | 0 | 0 | 0 | 5 | 0 | 5 | 5 | 0 | 0 | 0 | 0 | 0 | 74.9854 | 0 | 84.5417 | 84.3776 | 0 | 0 | 0 | 0 | 0 | 230 | 230 | 230 | 230 | 0 | 0 | 0 | 0 | 0 | 2.14% | 0% | 90% | 90% | 0% | 0% | 0% | 0% | 0% | [9 empty] | 0 | 0 | 0 | 0 | 0 | 0 | 0 | 0 | 0 | 0 | 0 | 0 | 0 | Existing & Under Const. Plant
| 25 | Ameri_2021 | SouthWest Ghana Group | Gas | Gas Combustion Turbine | 0 | 0 | 0 | 0 | 18.427 | 18.427 | 13.1557 | 0 | 0 | 0 | 0 | 0 | 0 | 1813.3202 | 1813.32 | 1294.6005 | 0 | 0 | 0 | 0 | 0 | 0 | 14.54 | 14.54 | 14.54 | 14.54 | 14.54 | 0 | 0 | 0 | 0 | 4.17 | 4.17 | 4.17 | 0 | 0 | 0 | 0 | 0 | 0 | 80.0113 | 81.4202 | 82.282 | 0 | 0 | 0 | 0 | 0 | 0 | 230 | 230 | 230 | 230 | 230 | 0% | 0% | 0% | 0% | 90% | 90% | 64.25% | 0% | 0% | [9 empty] | 0 | 0 | 0 | 0 | 0 | 0 | 0 | 0 | 0 | 0 | 0 | 0 | 0 | Existing & Under Const. Plant
| 26 | Bui | Northern Ghana Group | Water | Hydro | 0 | 0 | 0 | 0 | 0 | 0 | 0 | 0 | 0 | 669.5866 | 669.5863 | 0 | 0 | 0 | 367.4055 | 669.5866 | 669.5863 | 669.5864 | 27.74 | 27.74 | 27.74 | 27.74 | 27.74 | 27.74 | 27.74 | 27.74 | 27.74 | 1.63 | 1.63 | 0 | 0 | 0 | 1.63 | 1.63 | 1.63 | 1.63 | 0 | 0 | 0 | 0 | 0 | 0 | 0 | 0 | 0 | 330 | 330 | 330 | 330 | 330 | 330 | 330 | 330 | 330 | 23.16% | 23.16% | 0% | 0% | 0% | 12.71% | 23.16% | 23.16% | 23.16% | [9 empty] | 0 | 0 | 0 | 0 | 0 | 0 | 0 | 0 | 0 | 0 | 0 | 0 | 0 | Existing & Under Const. Plant
| 27 | Akosombo | SouthEast Ghana Group | Water | Hydro | 0 | 0 | 0 | 0 | 0 | 0 | 0 | 0 | 0 | 3681.6901 | 3681.6891 | 3876.4044 | 3943.168 | 3490.2903 | 4434.763 | 4434.7626 | 4434.7622 | 4434.7608 | 9.16 | 9.16 | 9.16 | 9.16 | 9.16 | 9.16 | 9.16 | 9.16 | 9.16 | 0.98 | 0.98 | 0.98 | 0.98 | 0.98 | 0.98 | 0.98 | 0.98 | 0.98 | 0 | 0 | 0 | 0 | 0 | 0 | 0 | 0 | 0 | 900 | 900 | 900 | 900 | 900 | 900 | 900 | 900 | 900 | 46.7% | 46.7% | 49.17% | 50.01% | 44.27% | 56.25% | 56.25% | 56.25% | 56.25% | [9 empty] | 0 | 0 | 0 | 0 | 0 | 0 | 0 | 0 | 0 | 0 | 0 | 0 | 0 | Existing & Under Const. Plant
| 28 | Kpong | SouthEast Ghana Group | Water | Hydro | 0 | 0 | 0 | 0 | 0 | 0 | 0 | 0 | 0 | 722.7074 | 722.7075 | 720.4572 | 749.0438 | 379.1908 | 870.5339 | 870.5338 | 870.534 | 870.5339 | 9.16 | 9.16 | 9.16 | 9.16 | 9.16 | 9.16 | 9.16 | 9.16 | 9.16 | 0.98 | 0.98 | 0.98 | 0.98 | 0.98 | 0.98 | 0.98 | 0.98 | 0.98 | 0 | 0 | 0 | 0 | 0 | 0 | 0 | 0 | 0 | 140 | 140 | 140 | 140 | 140 | 140 | 140 | 140 | 140 | 58.93% | 58.93% | 58.75% | 61.08% | 30.92% | 70.98% | 70.98% | 70.98% | 70.98% | [9 empty] | 0 | 0 | 0 | 0 | 0 | 0 | 0 | 0 | 0 | 0 | 0 | 0 | 0 | Existing & Under Const. Plant
| 29 | Cote d'Ivoire Dummy | Cote d'Ivoire | Water | Hydro | 0 | 0 | 0 | 0 | 0 | 0 | 0 | 0 | 0 | 814.6799 | 814.6799 | 10 | 10 | 10 | 10 | 10 | 814.68 | 814.6801 | 0 | 0 | 0 | 0 | 0 | 0 | 0 | 0 | 0 | 10 | 10 | 10 | 10 | 10 | 10 | 10 | 10 | 10 | 0 | 0 | 0 | 0 | 0 | 0 | 0 | 0 | 0 | 150 | 150 | 150 | 150 | 150 | 150 | 150 | 150 | 150 | 62% | 62% | 0.761% | 0.761% | 0.761% | 0.761% | 0.761% | 62% | 62% | [9 empty] | 0 | 0 | 0 | 0 | 0 | 0 | 0 | 0 | 0 | 0 | 0 | 0 | 0 | Existing & Under Const. Plant
| 30 | Burkina Dummy | Burkina Group | Water | Hydro | 0 | 0 | 0 | 0 | 0 | 0 | 0 | 0 | 0 | 0.438 | 0.438 | 0.438 | 0.438 | 4.818 | 4.818 | 4.818 | 4.818 | 4.818 | 0 | 0 | 0 | 0 | 0 | 0 | 0 | 0 | 0 | 10 | 10 | 10 | 10 | 10 | 10 | 10 | 10 | 10 | 0 | 0 | 0 | 0 | 0 | 0 | 0 | 0 | 0 | 10 | 10 | 10 | 10 | 110 | 110 | 110 | 110 | 110 | 0.5% | 0.5% | 0.5% | 0.5% | 0.5% | 0.5% | 0.5% | 0.5% | 0.5% | [9 empty] | 0 | 0 | 0 | 0 | 0 | 0 | 0 | 0 | 0 | 0 | 0 | 0 | 0 | Existing & Under Const. Plant
| 31 | VRA Solar | Northern Ghana Group | Sun | Solar PV | 0 | 0 | 0 | 0 | 0 | 0 | 0 | 0 | 0 | 2.7132 | 2.7132 | 2.7132 | 2.7132 | 2.7132 | 2.7132 | 2.7132 | 2.7132 | 2.7132 | 0 | 0 | 0 | 0 | 0 | 0 | 0 | 0 | 0 | 0 | 0 | 0 | 0 | 0 | 0 | 0 | 0 | 0 | 0 | 0 | 0 | 0 | 0 | 0 | 0 | 0 | 0 | 1.8 | 1.8 | 1.8 | 1.8 | 1.8 | 1.8 | 1.8 | 1.8 | 1.8 | 17.21% | 17.21% | 17.21% | 17.21% | 17.21% | 17.21% | 17.21% | 17.21% | 17.21% | [9 empty] | 0 | 0 | 0 | 0 | 0 | 0 | 0 | 0 | 0 | 0 | 0 | 0 | 0 | Existing & Under Const. Plant
| 32 | BXC Solar | SouthEast Ghana Group | Sun | Solar PV | 0 | 0 | 0 | 0 | 0 | 0 | 0 | 0 | 0 | 24.0159 | 24.0159 | 24.0159 | 24.0159 | 24.0159 | 24.0159 | 24.0159 | 24.0159 | 0 | 0 | 0 | 0 | 0 | 0 | 0 | 0 | 0 | 0 | 0 | 0 | 0 | 0 | 0 | 0 | 0 | 0 | 0 | 0 | 0 | 0 | 0 | 0 | 0 | 0 | 0 | 0 | 18 | 18 | 18 | 18 | 18 | 18 | 18 | 18 | 0 | 15.23% | 15.23% | 15.23% | 15.23% | 15.23% | 15.23% | 15.23% | 15.23% | 0% | [9 empty] | 0 | 0 | 0 | 0 | 0 | 0 | 0 | 0 | 0 | 0 | 0 | 0 | 0 | Existing & Under Const. Plant
| 41 | SOUT COAL STEAM TURBINE 2026 | SouthWest Ghana Group | Coal | Coal Steam Turbine | 0 | 0 | 0 | 0 | 0 | 0 | 0 | 29.6939 | 29.6939 | 0 | 0 | 0 | 0 | 0 | 0 | 0 | 3374.3067 | 3374.3082 | 0 | 0 | 0 | 0 | 0 | 65 | 65 | 65 | 65 | 0 | 0 | 0 | 0 | 0 | 0 | 0 | 6.034 | 6.034 | 0 | 0 | 0 | 0 | 0 | 0 | 0 | 30.4486 | 31.6724 | 0 | 0 | 0 | 0 | 0 | 453.17 | 453.17 | 453.17 | 453.17 | 0% | 0% | 0% | 0% | 0% | 0% | 0% | 85% | 85% | 0 | 0 | 0 | 0 | 0 | 1429.2982 | 0 | 0 | 0 | 0 | 0 | 0 | 0 | 0 | 606.162 | 0 | 0 | 0 | 666.7781 | 666.7781 | 1429.2982 | 1572.228 | Unplanned Build | Potential Build Coal2026
| 52 | NORT HYDRO SMALL 2026 | Northern Ghana Group | Water | Hydro | 0 | 0 | 0 | 0 | 0 | 0 | 0 | 0 | 0 | 0 | 0 | 0 | 0 | 0 | 214.2471 | 214.2471 | 214.2471 | 214.2471 | 0 | 0 | 0 | 0 | 0 | 45 | 45 | 45 | 45 | 0 | 0 | 0 | 0 | 0 | 3 | 3 | 3 | 3 | 0 | 0 | 0 | 0 | 0 | 0 | 0 | 0 | 0 | 0 | 0 | 0 | 0 | 0 | 57.5469 | 57.5469 | 57.5469 | 57.5469 | 0% | 0% | 0% | 0% | 0% | 42.5% | 42.5% | 42.5% | 42.5% | 0 | 0 | 0 | 0 | 0 | 230.1876 | 0 | 0 | 0 | 0 | 0 | 0 | 0 | 0 | 97.622 | 0 | 0 | 0 | 107.3842 | 107.3842 | 230.1876 | 253.2064 | Unplanned Build | Potential Build Hydro Small2026NORT
| 54 | ASHA INTERRUPTIBLE 2016 | Ashanti Group | Interruptible | Interruptible | 0 | 0 | 0 | 0 | 0 | 0 | 0 | 0 | 0 | 0 | 0 | 0 | 0 | 0 | 0 | 0 | 0 | 0 | 0 | 0 | 0 | 0 | 0 | 0 | 0 | 0 | 0 | 0 | 0 | 0 | 0 | 0 | 0 | 0 | 0 | 0 | 0 | 0 | 0 | 0 | 0 | 0 | 0 | 0 | 0 | 129.301 | 212.753 | 0 | 0 | 0 | 0 | 0 | 0 | 0 | 0% | 0% | 0% | 0% | 0% | 0% | 0% | 0% | 0% | [9 empty] | 0 | 0 | 0 | 0 | 0 | 0 | 0 | 0 | 0 | 0 | 0 | 0 | 0 | Unplanned Build | Potential Build Interruptible2016
| 63 | ASHA SOLAR PV 2020 | Ashanti Group | Sun | Solar PV | 0 | 0 | 0 | 0 | 0 | 0 | 0 | 0 | 0 | 0 | 0 | 0 | 6.3375 | 19.0126 | 19.0126 | 19.0126 | 19.0126 | 19.0126 | 0 | 0 | 0 | 24.8 | 24.8 | 24.8 | 24.8 | 24.8 | 24.8 | 0 | 0 | 0 | 0 | 0 | 0 | 0 | 0 | 0 | 0 | 0 | 0 | 0 | 0 | 0 | 0 | 0 | 0 | 0 | 0 | 0 | 5 | 15 | 15 | 15 | 15 | 15 | 0% | 0% | 0% | 14.47% | 14.47% | 14.47% | 14.47% | 14.47% | 14.47% | 0 | 0 | 0 | 5.1 | 10.2 | 0 | 0 | 0 | 0 | 0 | 0 | 0 | 3.4834 | 5.7576 | 0 | 0 | 0 | 0 | 10.1651 | 10.1651 | 15.3 | 16.83 | Unplanned Build | Potential Build Solar PV2020
| 64 | ASHA SOLAR PV 2026 | Ashanti Group | Sun | Solar PV | 0 | 0 | 0 | 0 | 0 | 0 | 0 | 0 | 0 | 0 | 0 | 0 | 0 | 0 | 12.6751 | 38.0252 | 38.0252 | 38.0252 | 0 | 0 | 0 | 0 | 0 | 24.8 | 24.8 | 24.8 | 24.8 | 0 | 0 | 0 | 0 | 0 | 0 | 0 | 0 | 0 | 0 | 0 | 0 | 0 | 0 | 0 | 0 | 0 | 0 | 0 | 0 | 0 | 0 | 0 | 10 | 30 | 30 | 30 | 0% | 0% | 0% | 0% | 0% | 14.47% | 14.47% | 14.47% | 14.47% | 0 | 0 | 0 | 0 | 0 | 8.95 | 17.9 | 0 | 0 | 0 | 0 | 0 | 0 | 0 | 3.7957 | 5.7035 | 0 | 0 | 4.1752 | 10.4491 | 8.95 | 29.535 | Unplanned Build | Potential Build Solar PV2026
| 65 | ASHA SOLAR PV 2035 | Ashanti Group | Sun | Solar PV | 0 | 0 | 0 | 0 | 0 | 0 | 0 | 0 | 0 | 0 | 0 | 0 | 0 | 0 | 0 | 0 | 12.6751 | 69.7128 | 0 | 0 | 0 | 0 | 0 | 0 | 0 | 25 | 25 | 0 | 0 | 0 | 0 | 0 | 0 | 0 | 0 | 0 | 0 | 0 | 0 | 0 | 0 | 0 | 0 | 0 | 0 | 0 | 0 | 0 | 0 | 0 | 0 | 0 | 10 | 55 | 0% | 0% | 0% | 0% | 0% | 0% | 0% | 14.47% | 14.47% | 0 | 0 | 0 | 0 | 0 | 0 | 0 | 7.6 | 34.2 | 0 | 0 | 0 | 0 | 0 | 0 | 0 | 1.5036 | 4.2013 | 0 | 1.654 | 0 | 8.36 | Unplanned Build | Potential Build Solar PV2035
| 66 | SOUT SOLAR PV 2020 | SouthWest Ghana Group | Sun | Solar PV | 0 | 0 | 0 | 0 | 0 | 0 | 0 | 0 | 0 | 0 | 0 | 0 | 0 | 12.6751 | 12.6751 | 12.6751 | 12.6751 | 12.6751 | 0 | 0 | 0 | 0 | 24.8 | 24.8 | 24.8 | 24.8 | 24.8 | 0 | 0 | 0 | 0 | 0 | 0 | 0 | 0 | 0 | 0 | 0 | 0 | 0 | 0 | 0 | 0 | 0 | 0 | 0 | 0 | 0 | 0 | 10 | 10 | 10 | 10 | 10 | 0% | 0% | 0% | 0% | 14.47% | 14.47% | 14.47% | 14.47% | 14.47% | 0 | 0 | 0 | 0 | 10.2 | 0 | 0 | 0 | 0 | 0 | 0 | 0 | 0 | 5.7576 | 0 | 0 | 0 | 0 | 6.3334 | 6.3334 | 10.2 | 11.22 | Unplanned Build | Potential Build Solar PV2020
| 67 | SOUT SOLAR PV 2026 | SouthWest Ghana Group | Sun | Solar PV | 0 | 0 | 0 | 0 | 0 | 0 | 0 | 0 | 0 | 0 | 0 | 0 | 0 | 0 | 12.6751 | 25.3501 | 25.3501 | 25.3501 | 0 | 0 | 0 | 0 | 0 | 24.8 | 24.8 | 24.8 | 24.8 | 0 | 0 | 0 | 0 | 0 | 0 | 0 | 0 | 0 | 0 | 0 | 0 | 0 | 0 | 0 | 0 | 0 | 0 | 0 | 0 | 0 | 0 | 0 | 10 | 20 | 20 | 20 | 0% | 0% | 0% | 0% | 0% | 14.47% | 14.47% | 14.47% | 14.47% | 0 | 0 | 0 | 0 | 0 | 8.95 | 8.95 | 0 | 0 | 0 | 0 | 0 | 0 | 0 | 3.7957 | 2.8517 | 0 | 0 | 4.1752 | 7.3122 | 8.95 | 19.69 | Unplanned Build | Potential Build Solar PV2026
| 68 | SOUT SOLAR PV 2035 | SouthWest Ghana Group | Sun | Solar PV | 0 | 0 | 0 | 0 | 0 | 0 | 0 | 0 | 0 | 0 | 0 | 0 | 0 | 0 | 0 | 0 | 12.6751 | 57.0377 | 0 | 0 | 0 | 0 | 0 | 0 | 0 | 25 | 25 | 0 | 0 | 0 | 0 | 0 | 0 | 0 | 0 | 0 | 0 | 0 | 0 | 0 | 0 | 0 | 0 | 0 | 0 | 0 | 0 | 0 | 0 | 0 | 0 | 0 | 10 | 45 | 0% | 0% | 0% | 0% | 0% | 0% | 0% | 14.47% | 14.47% | 0 | 0 | 0 | 0 | 0 | 0 | 0 | 7.6 | 26.6 | 0 | 0 | 0 | 0 | 0 | 0 | 0 | 1.5036 | 3.2677 | 0 | 1.654 | 0 | 8.36 | Unplanned Build | Potential Build Solar PV2035
| 69 | NORT SOLAR PV 2018 | Northern Ghana Group | Sun | Solar PV | 0 | 0 | 0 | 0 | 0 | 0 | 0 | 0 | 0 | 0 | 0 | 67.5263 | 67.5263 | 67.5263 | 67.5263 | 67.5263 | 67.5263 | 67.5263 | 0 | 0 | 24.8 | 24.8 | 24.8 | 24.8 | 24.8 | 24.8 | 24.8 | 0 | 0 | 0 | 0 | 0 | 0 | 0 | 0 | 0 | 0 | 0 | 0 | 0 | 0 | 0 | 0 | 0 | 0 | 0 | 0 | 47.1565 | 47.1565 | 47.1565 | 47.1565 | 47.1565 | 47.1565 | 47.1565 | 0% | 0% | 16.35% | 16.35% | 16.35% | 16.35% | 16.35% | 16.35% | 16.35% | 0 | 0 | 58.6155 | 0 | 0 | 0 | 0 | 0 | 0 | 0 | 0 | 44.0387 | 0 | 0 | 0 | 0 | 0 | 0 | 48.4426 | 48.4426 | 58.6155 | 64.4771 | Unplanned Build | Potential Build Solar PV2018
| 70 | NORT SOLAR PV 2020 | Northern Ghana Group | Sun | Solar PV | 0 | 0 | 0 | 0 | 0 | 0 | 0 | 0 | 0 | 0 | 0 | 0 | 71.598 | 214.7941 | 214.7941 | 214.7941 | 214.7941 | 214.7941 | 0 | 0 | 0 | 24.8 | 24.8 | 24.8 | 24.8 | 24.8 | 24.8 | 0 | 0 | 0 | 0 | 0 | 0 | 0 | 0 | 0 | 0 | 0 | 0 | 0 | 0 | 0 | 0 | 0 | 0 | 0 | 0 | 0 | 50 | 150 | 150 | 150 | 150 | 150 | 0% | 0% | 0% | 16.35% | 16.35% | 16.35% | 16.35% | 16.35% | 16.35% | 0 | 0 | 0 | 51 | 102 | 0 | 0 | 0 | 0 | 0 | 0 | 0 | 34.8337 | 57.5763 | 0 | 0 | 0 | 0 | 101.651 | 101.651 | 153 | 168.3 | Unplanned Build | Potential Build Solar PV2020
| 71 | NORT SOLAR PV 2023 | Northern Ghana Group | Sun | Solar PV | 0 | 0 | 0 | 0 | 0 | 0 | 0 | 0 | 0 | 0 | 0 | 0 | 0 | 71.598 | 143.1961 | 143.1961 | 143.1961 | 143.1961 | 0 | 0 | 0 | 0 | 24.8 | 24.8 | 24.8 | 24.8 | 24.8 | 0 | 0 | 0 | 0 | 0 | 0 | 0 | 0 | 0 | 0 | 0 | 0 | 0 | 0 | 0 | 0 | 0 | 0 | 0 | 0 | 0 | 0 | 50 | 100 | 100 | 100 | 100 | 0% | 0% | 0% | 0% | 16.35% | 16.35% | 16.35% | 16.35% | 16.35% | 0 | 0 | 0 | 0 | 47.85 | 47.85 | 0 | 0 | 0 | 0 | 0 | 0 | 0 | 27.0101 | 20.2931 | 0 | 0 | 0 | 52.0335 | 52.0335 | 95.7 | 105.27 | Unplanned Build | Potential Build Solar PV2023
| 72 | NORT SOLAR PV 2026 | Northern Ghana Group | Sun | Solar PV | 0 | 0 | 0 | 0 | 0 | 0 | 0 | 0 | 0 | 0 | 0 | 0 | 0 | 0 | 71.598 | 214.7941 | 214.7941 | 214.7941 | 0 | 0 | 0 | 0 | 0 | 24.8 | 24.8 | 24.8 | 24.8 | 0 | 0 | 0 | 0 | 0 | 0 | 0 | 0 | 0 | 0 | 0 | 0 | 0 | 0 | 0 | 0 | 0 | 0 | 0 | 0 | 0 | 0 | 0 | 50 | 150 | 150 | 150 | 0% | 0% | 0% | 0% | 0% | 16.35% | 16.35% | 16.35% | 16.35% | 0 | 0 | 0 | 0 | 0 | 44.75 | 89.5 | 0 | 0 | 0 | 0 | 0 | 0 | 0 | 18.9784 | 28.5175 | 0 | 0 | 20.8762 | 52.2454 | 44.75 | 147.675 | Unplanned Build | Potential Build Solar PV2026
| 73 | NORT SOLAR PV 2030 | Northern Ghana Group | Sun | Solar PV | 0 | 0 | 0 | 0 | 0 | 0 | 0 | 0 | 0 | 0 | 0 | 0 | 0 | 0 | 0 | 35.799 | 178.9951 | 178.9951 | 0 | 0 | 0 | 0 | 0 | 0 | 24.8 | 24.8 | 24.8 | 0 | 0 | 0 | 0 | 0 | 0 | 0 | 0 | 0 | 0 | 0 | 0 | 0 | 0 | 0 | 0 | 0 | 0 | 0 | 0 | 0 | 0 | 0 | 0 | 25 | 125 | 125 | 0% | 0% | 0% | 0% | 0% | 0% | 16.35% | 16.35% | 16.35% | 0 | 0 | 0 | 0 | 0 | 0 | 20.7 | 82.8 | 0 | 0 | 0 | 0 | 0 | 0 | 0 | 6.5957 | 16.3815 | 0 | 0 | 25.2749 | 0 | 113.85 | Unplanned Build | Potential Build Solar PV2030
| 74 | NORT SOLAR PV 2035 | Northern Ghana Group | Sun | Solar PV | 0 | 0 | 0 | 0 | 0 | 0 | 0 | 0 | 0 | 0 | 0 | 0 | 0 | 0 | 0 | 0 | 71.598 | 429.5883 | 0 | 0 | 0 | 0 | 0 | 0 | 0 | 24.8 | 24.8 | 0 | 0 | 0 | 0 | 0 | 0 | 0 | 0 | 0 | 0 | 0 | 0 | 0 | 0 | 0 | 0 | 0 | 0 | 0 | 0 | 0 | 0 | 0 | 0 | 0 | 50 | 300 | 0% | 0% | 0% | 0% | 0% | 0% | 0% | 16.35% | 16.35% | 0 | 0 | 0 | 0 | 0 | 0 | 0 | 38 | 190 | 0 | 0 | 0 | 0 | 0 | 0 | 0 | 7.5181 | 23.3407 | 0 | 8.2699 | 0 | 41.8 | Unplanned Build | Potential Build Solar PV2035
| 76 | SOUT SOLAR PV 2020 | SouthEast Ghana Group | Sun | Solar PV | 0 | 0 | 0 | 0 | 0 | 0 | 0 | 0 | 0 | 0 | 0 | 0 | 1.8814 | 65.2567 | 65.2567 | 65.2567 | 65.2567 | 65.2567 | 0 | 0 | 0 | 24.8 | 24.8 | 24.8 | 24.8 | 24.8 | 24.8 | 0 | 0 | 0 | 0 | 0 | 0 | 0 | 0 | 0 | 0 | 0 | 0 | 0 | 0 | 0 | 0 | 0 | 0 | 0 | 0 | 0 | 1.4844 | 51.4843 | 51.4843 | 51.4843 | 51.4843 | 51.4843 | 0% | 0% | 0% | 14.47% | 14.47% | 14.47% | 14.47% | 14.47% | 14.47% | 0 | 0 | 0 | 1.514 | 51 | 0 | 0 | 0 | 0 | 0 | 0 | 0 | 1.0341 | 28.7882 | 0 | 0 | 0 | 0 | 32.8045 | 32.8045 | 52.514 | 57.7654 | Unplanned Build | Potential Build Solar PV2020
| 77 | SOUT SOLAR PV 2026 | SouthEast Ghana Group | Sun | Solar PV | 0 | 0 | 0 | 0 | 0 | 0 | 0 | 0 | 0 | 0 | 0 | 0 | 0 | 0 | 31.6876 | 221.8134 | 221.8134 | 221.8134 | 0 | 0 | 0 | 0 | 0 | 24.8 | 24.8 | 24.8 | 24.8 | 0 | 0 | 0 | 0 | 0 | 0 | 0 | 0 | 0 | 0 | 0 | 0 | 0 | 0 | 0 | 0 | 0 | 0 | 0 | 0 | 0 | 0 | 0 | 25 | 175 | 175 | 175 | 0% | 0% | 0% | 0% | 0% | 14.47% | 14.47% | 14.47% | 14.47% | 0 | 0 | 0 | 0 | 0 | 22.375 | 134.25 | 0 | 0 | 0 | 0 | 0 | 0 | 0 | 9.4892 | 42.7762 | 0 | 0 | 10.4381 | 57.4919 | 22.375 | 172.2875 | Unplanned Build | Potential Build Solar PV2026
| 78 | SOUT SOLAR PV 2035 | SouthEast Ghana Group | Sun | Solar PV | 0 | 0 | 0 | 0 | 0 | 0 | 0 | 0 | 0 | 0 | 0 | 0 | 0 | 0 | 0 | 0 | 63.3753 | 285.1886 | 0 | 0 | 0 | 0 | 0 | 0 | 0 | 25 | 25 | 0 | 0 | 0 | 0 | 0 | 0 | 0 | 0 | 0 | 0 | 0 | 0 | 0 | 0 | 0 | 0 | 0 | 0 | 0 | 0 | 0 | 0 | 0 | 0 | 0 | 50 | 225 | 0% | 0% | 0% | 0% | 0% | 0% | 0% | 14.47% | 14.47% | 0 | 0 | 0 | 0 | 0 | 0 | 0 | 38 | 133 | 0 | 0 | 0 | 0 | 0 | 0 | 0 | 7.5181 | 16.3385 | 0 | 8.2699 | 0 | 41.8 | Unplanned Build | Potential Build Solar PV2035
| 80 | SOUT SOLAR PV 2020 | SouthWest Ghana Group | Sun | Solar PV | 0 | 0 | 0 | 0 | 0 | 0 | 0 | 0 | 0 | 0 | 0 | 0 | 0 | 38.0252 | 76.0503 | 76.0503 | 76.0503 | 76.0503 | 0 | 0 | 0 | 0 | 24.8 | 24.8 | 24.8 | 24.8 | 24.8 | 0 | 0 | 0 | 0 | 0 | 0 | 0 | 0 | 0 | 0 | 0 | 0 | 0 | 0 | 0 | 0 | 0 | 0 | 0 | 0 | 0 | 0 | 30 | 60 | 60 | 60 | 60 | 0% | 0% | 0% | 0% | 14.47% | 14.47% | 14.47% | 14.47% | 14.47% | 0 | 0 | 0 | 0 | 30.6 | 30.6 | 0 | 0 | 0 | 0 | 0 | 0 | 0 | 17.2729 | 12.9774 | 0 | 0 | 0 | 33.2753 | 33.2753 | 61.2 | 67.32 | Unplanned Build | Potential Build Solar PV2020
| 81 | SOUT SOLAR PV 2026 | SouthWest Ghana Group | Sun | Solar PV | 0 | 0 | 0 | 0 | 0 | 0 | 0 | 0 | 0 | 0 | 0 | 0 | 0 | 0 | 25.3501 | 126.7505 | 126.7505 | 126.7505 | 0 | 0 | 0 | 0 | 0 | 24.8 | 24.8 | 24.8 | 24.8 | 0 | 0 | 0 | 0 | 0 | 0 | 0 | 0 | 0 | 0 | 0 | 0 | 0 | 0 | 0 | 0 | 0 | 0 | 0 | 0 | 0 | 0 | 0 | 20 | 100 | 100 | 100 | 0% | 0% | 0% | 0% | 0% | 14.47% | 14.47% | 14.47% | 14.47% | 0 | 0 | 0 | 0 | 0 | 17.9 | 71.6 | 0 | 0 | 0 | 0 | 0 | 0 | 0 | 7.5913 | 22.814 | 0 | 0 | 8.3505 | 33.4458 | 17.9 | 98.45 | Unplanned Build | Potential Build Solar PV2026
| 82 | SOUT SOLAR PV 2035 | SouthWest Ghana Group | Sun | Solar PV | 0 | 0 | 0 | 0 | 0 | 0 | 0 | 0 | 0 | 0 | 0 | 0 | 0 | 0 | 0 | 0 | 12.6751 | 152.1006 | 0 | 0 | 0 | 0 | 0 | 0 | 0 | 25 | 25 | 0 | 0 | 0 | 0 | 0 | 0 | 0 | 0 | 0 | 0 | 0 | 0 | 0 | 0 | 0 | 0 | 0 | 0 | 0 | 0 | 0 | 0 | 0 | 0 | 0 | 10 | 120 | 0% | 0% | 0% | 0% | 0% | 0% | 0% | 14.47% | 14.47% | 0 | 0 | 0 | 0 | 0 | 0 | 0 | 7.6 | 83.6 | 0 | 0 | 0 | 0 | 0 | 0 | 0 | 1.5036 | 10.2699 | 0 | 1.654 | 0 | 8.36 | Unplanned Build | Potential Build Solar PV2035
| 84 | SOUT SOLAR PV 2026 | SouthEast Ghana Group | Sun | Solar PV | 0 | 0 | 0 | 0 | 0 | 0 | 0 | 0 | 0 | 0 | 0 | 0 | 0 | 0 | 12.6751 | 25.3501 | 25.3501 | 25.3501 | 0 | 0 | 0 | 0 | 0 | 24.8 | 24.8 | 24.8 | 24.8 | 0 | 0 | 0 | 0 | 0 | 0 | 0 | 0 | 0 | 0 | 0 | 0 | 0 | 0 | 0 | 0 | 0 | 0 | 0 | 0 | 0 | 0 | 0 | 10 | 20 | 20 | 20 | 0% | 0% | 0% | 0% | 0% | 14.47% | 14.47% | 14.47% | 14.47% | 0 | 0 | 0 | 0 | 0 | 8.95 | 8.95 | 0 | 0 | 0 | 0 | 0 | 0 | 0 | 3.7957 | 2.8517 | 0 | 0 | 4.1752 | 7.3122 | 8.95 | 19.69 | Unplanned Build | Potential Build Solar PV2026
| 85 | SOUT SOLAR PV 2035 | SouthEast Ghana Group | Sun | Solar PV | 0 | 0 | 0 | 0 | 0 | 0 | 0 | 0 | 0 | 0 | 0 | 0 | 0 | 0 | 0 | 0 | 12.6751 | 38.0252 | 0 | 0 | 0 | 0 | 0 | 0 | 0 | 25 | 25 | 0 | 0 | 0 | 0 | 0 | 0 | 0 | 0 | 0 | 0 | 0 | 0 | 0 | 0 | 0 | 0 | 0 | 0 | 0 | 0 | 0 | 0 | 0 | 0 | 0 | 10 | 30 | 0% | 0% | 0% | 0% | 0% | 0% | 0% | 14.47% | 14.47% | 0 | 0 | 0 | 0 | 0 | 0 | 0 | 7.6 | 15.2 | 0 | 0 | 0 | 0 | 0 | 0 | 0 | 1.5036 | 1.8673 | 0 | 1.654 | 0 | 8.36 | Unplanned Build | Potential Build Solar PV2035
| 87 | ASHA SOLAR PV WITH STORAGE 2026 | Ashanti Group | Sun + storage | Solar PV + Storage | 0 | 0 | 0 | 0 | 0 | 0 | 0 | 0 | 0 | 0 | 0 | 0 | 0 | 0 | 0 | 12.675 | 12.675 | 12.675 | 0 | 0 | 0 | 0 | 0 | 0 | 28 | 28 | 28 | 0 | 0 | 0 | 0 | 0 | 0 | 0 | 0 | 0 | 0 | 0 | 0 | 0 | 0 | 0 | 0 | 0 | 0 | 0 | 0 | 0 | 0 | 0 | 0 | 10 | 10 | 10 | 0% | 0% | 0% | 0% | 0% | 0% | 14.47% | 14.47% | 14.47% | 0 | 0 | 0 | 0 | 0 | 0 | 12.5 | 0 | 0 | 0 | 0 | 0 | 0 | 0 | 0 | 3.9829 | 0 | 0 | 0 | 4.3812 | 0 | 13.75 | Unplanned Build | Potential Build Solar PV with storage2026
| 90 | SOUT SOLAR PV WITH STORAGE 2026 | SouthWest Ghana Group | Sun + storage | Solar PV + Storage | 0 | 0 | 0 | 0 | 0 | 0 | 0 | 0 | 0 | 0 | 0 | 0 | 0 | 0 | 0 | 6.3375 | 6.3375 | 6.3375 | 0 | 0 | 0 | 0 | 0 | 0 | 28 | 28 | 28 | 0 | 0 | 0 | 0 | 0 | 0 | 0 | 0 | 0 | 0 | 0 | 0 | 0 | 0 | 0 | 0 | 0 | 0 | 0 | 0 | 0 | 0 | 0 | 0 | 5 | 5 | 5 | 0% | 0% | 0% | 0% | 0% | 0% | 14.47% | 14.47% | 14.47% | 0 | 0 | 0 | 0 | 0 | 0 | 6.25 | 0 | 0 | 0 | 0 | 0 | 0 | 0 | 0 | 1.9914 | 0 | 0 | 0 | 2.1906 | 0 | 6.875 | Unplanned Build | Potential Build Solar PV with storage2026
| 93 | NORT SOLAR PV WITH STORAGE 2026 | Northern Ghana Group | Sun + storage | Solar PV + Storage | 0 | 0 | 0 | 0 | 0 | 0 | 0 | 0 | 0 | 0 | 0 | 0 | 0 | 0 | 0 | 63.3752 | 63.3752 | 63.3752 | 0 | 0 | 0 | 0 | 0 | 0 | 28 | 28 | 28 | 0 | 0 | 0 | 0 | 0 | 0 | 0 | 0 | 0 | 0 | 0 | 0 | 0 | 0 | 0 | 0 | 0 | 0 | 0 | 0 | 0 | 0 | 0 | 0 | 50 | 50 | 50 | 0% | 0% | 0% | 0% | 0% | 0% | 14.47% | 14.47% | 14.47% | 0 | 0 | 0 | 0 | 0 | 0 | 62.5 | 0 | 0 | 0 | 0 | 0 | 0 | 0 | 0 | 19.9144 | 0 | 0 | 0 | 21.9059 | 0 | 68.75 | Unplanned Build | Potential Build Solar PV with storage2026
| 96 | SOUT SOLAR PV WITH STORAGE 2026 | SouthEast Ghana Group | Sun + storage | Solar PV + Storage | 0 | 0 | 0 | 0 | 0 | 0 | 0 | 0 | 0 | 0 | 0 | 0 | 0 | 0 | 0 | 95.0629 | 95.0629 | 95.0629 | 0 | 0 | 0 | 0 | 0 | 0 | 28 | 28 | 28 | 0 | 0 | 0 | 0 | 0 | 0 | 0 | 0 | 0 | 0 | 0 | 0 | 0 | 0 | 0 | 0 | 0 | 0 | 0 | 0 | 0 | 0 | 0 | 0 | 75 | 75 | 75 | 0% | 0% | 0% | 0% | 0% | 0% | 14.47% | 14.47% | 14.47% | 0 | 0 | 0 | 0 | 0 | 0 | 93.75 | 0 | 0 | 0 | 0 | 0 | 0 | 0 | 0 | 29.8716 | 0 | 0 | 0 | 32.8588 | 0 | 103.125 | Unplanned Build | Potential Build Solar PV with storage2026
| 99 | SOUT SOLAR PV WITH STORAGE 2026 | SouthWest Ghana Group | Sun + storage | Solar PV + Storage | 0 | 0 | 0 | 0 | 0 | 0 | 0 | 0 | 0 | 0 | 0 | 0 | 0 | 0 | 0 | 50.7002 | 50.7002 | 50.7002 | 0 | 0 | 0 | 0 | 0 | 0 | 28 | 28 | 28 | 0 | 0 | 0 | 0 | 0 | 0 | 0 | 0 | 0 | 0 | 0 | 0 | 0 | 0 | 0 | 0 | 0 | 0 | 0 | 0 | 0 | 0 | 0 | 0 | 40 | 40 | 40 | 0% | 0% | 0% | 0% | 0% | 0% | 14.47% | 14.47% | 14.47% | 0 | 0 | 0 | 0 | 0 | 0 | 50 | 0 | 0 | 0 | 0 | 0 | 0 | 0 | 0 | 15.9315 | 0 | 0 | 0 | 17.5247 | 0 | 55 | Unplanned Build | Potential Build Solar PV with storage2026
| 102 | SOUT SOLAR PV WITH STORAGE 2026 | SouthEast Ghana Group | Sun + storage | Solar PV + Storage | 0 | 0 | 0 | 0 | 0 | 0 | 0 | 0 | 0 | 0 | 0 | 0 | 0 | 0 | 0 | 6.3374 | 6.3374 | 6.3374 | 0 | 0 | 0 | 0 | 0 | 0 | 28 | 28 | 28 | 0 | 0 | 0 | 0 | 0 | 0 | 0 | 0 | 0 | 0 | 0 | 0 | 0 | 0 | 0 | 0 | 0 | 0 | 0 | 0 | 0 | 0 | 0 | 0 | 4.9999 | 4.9999 | 4.9999 | 0% | 0% | 0% | 0% | 0% | 0% | 14.47% | 14.47% | 14.47% | 0 | 0 | 0 | 0 | 0 | 0 | 6.2499 | 0 | 0 | 0 | 0 | 0 | 0 | 0 | 0 | 1.9914 | 0 | 0 | 0 | 2.1906 | 0 | 6.8749 | Unplanned Build | Potential Build Solar PV with storage2026
| 104 | SOUT WIND TURBINE 2020 | SouthEast Ghana Group | Wind | Wind | 0 | 0 | 0 | 0 | 0 | 0 | 0 | 0 | 0 | 0 | 0 | 0 | 175.1525 | 350.305 | 525.4575 | 525.4575 | 525.4575 | 525.4575 | 0 | 0 | 0 | 46.71 | 46.71 | 46.71 | 46.71 | 46.71 | 46.71 | 0 | 0 | 0 | 0 | 0 | 0 | 0 | 0 | 0 | 0 | 0 | 0 | 0 | 0 | 0 | 0 | 0 | 0 | 0 | 0 | 0 | 75 | 150 | 225 | 225 | 225 | 225 | 0% | 0% | 0% | 26.66% | 26.66% | 26.66% | 26.66% | 26.66% | 26.66% | 0 | 0 | 0 | 116.025 | 116.025 | 116.025 | 0 | 0 | 0 | 0 | 0 | 0 | 79.2466 | 65.4931 | 49.2059 | 0 | 0 | 0 | 213.3402 | 213.3402 | 348.075 | 382.8825 | Unplanned Build | Potential Build Wind2020
| 105 | SOUT WIND TURBINE 2026 | SouthEast Ghana Group | Wind | Wind | 0 | 0 | 0 | 0 | 0 | 0 | 0 | 0 | 0 | 0 | 0 | 0 | 0 | 0 | 175.1525 | 408.6892 | 525.4575 | 525.4575 | 0 | 0 | 0 | 0 | 0 | 46.71 | 46.71 | 46.71 | 46.71 | 0 | 0 | 0 | 0 | 0 | 0 | 0 | 0 | 0 | 0 | 0 | 0 | 0 | 0 | 0 | 0 | 0 | 0 | 0 | 0 | 0 | 0 | 0 | 75 | 175 | 225 | 225 | 0% | 0% | 0% | 0% | 0% | 26.66% | 26.66% | 26.66% | 26.66% | 0 | 0 | 0 | 0 | 0 | 109.5 | 146 | 73 | 0 | 0 | 0 | 0 | 0 | 0 | 46.4387 | 46.5201 | 14.4427 | 0 | 51.0826 | 118.1416 | 109.5 | 361.35 | Unplanned Build | Potential Build Wind2026
| 106 | SOUT WIND TURBINE 2035 | SouthEast Ghana Group | Wind | Wind | 0 | 0 | 0 | 0 | 0 | 0 | 0 | 0 | 0 | 0 | 0 | 0 | 0 | 0 | 0 | 0 | 233.5367 | 233.5367 | 0 | 0 | 0 | 0 | 0 | 0 | 0 | 47 | 47 | 0 | 0 | 0 | 0 | 0 | 0 | 0 | 0 | 0 | 0 | 0 | 0 | 0 | 0 | 0 | 0 | 0 | 0 | 0 | 0 | 0 | 0 | 0 | 0 | 0 | 100 | 100 | 0% | 0% | 0% | 0% | 0% | 0% | 0% | 26.66% | 26.66% | 0 | 0 | 0 | 0 | 0 | 0 | 0 | 134.4 | 0 | 0 | 0 | 0 | 0 | 0 | 0 | 0 | 26.5903 | 0 | 0 | 29.2494 | 0 | 147.84 | Unplanned Build | Potential Build Wind2035
[6 empty] | 0 | 0 | 0 | 0 | 0 | 0 | 0 |  |  | 0 | 0 | 0 | 0 | 0 | 0 | 0 |  |  | 0 | 0 | 0 | 0 | 0 | 0 | 0 |  |  | 0 | 0 | 0 | 0 | 0 | 0 | 0 |  |  | 0 | 0 | 0 | 0 | 0 | 0 | 0 |  |  | 0 | 0 | 0 | 0 | 0 | 0 | 0 |  |  | 0 | 0 | 0 | 0 | 0 | 0 | 0

## HighFuelPrice
Back to Contents
|  | Plant Name |  |  |  | FUEL CONSUMPTION | [8 empty] | GENERATION | [8 empty] | FOM (USD/kW-yr | [8 empty] | VOM (USD/MWh) | [8 empty] | Fuel Cost (USD/MWh) | [8 empty] | Available Capacity | [8 empty] | Capacity Factors
| UnitID |  | Model Region | Fuel Type | Capacity Type | 2017 | 2018 | 2019 | 2020 | 2023 | 2026 | 2030 | 2035 | 2040 | 2017 | 2018 | 2019 | 2020 | 2023 | 2026 | 2030 | 2035 | 2040 | 2017 | 2018 | 2019 | 2020 | 2023 | 2026 | 2030 | 2035 | 2040 | 2017 | 2018 | 2019 | 2020 | 2023 | 2026 | 2030 | 2035 | 2040 | 2017 | 2018 | 2019 | 2020 | 2023 | 2026 | 2030 | 2035 | 2040 | 2017 | 2018 | 2019 | 2020 | 2023 | 2026 | 2030 | 2035 | 2040 | 2017 | 2018 | 2019 | 2020 | 2023 | 2026 | 2030 | 2035 | 2040
| 1 | CENIT | SouthEast Ghana Group | Oil | Oil Combustion | 0 | 0 | 0 | 0 | 0 | 0 | 0 | 0 | 0 | 0 | 0 | 0 | 0 | 0 | 0 | 0 | 0 | 0 | 11.83 | 11.83 | 11.83 | 11.83 | 11.83 | 11.83 | 11.83 | 0 | 0 | 0 | 0 | 0 | 0 | 0 | 0 | 0 | 0 | 0 | 0 | 0 | 0 | 0 | 0 | 0 | 0 | 0 | 0 | 100 | 100 | 100 | 100 | 100 | 100 | 100 |  |  | 0% | 0% | 0% | 0% | 0% | 0% | 0% |  |  | CENIT
| 2 | Trojan 2B | SouthEast Ghana Group | Oil | Oil Combustion | 0.26958 | 0 | 0 | 0 | 0 | 0 | 0 | 0 | 0 | 31.941 | 0 | 0 | 0 | 0 | 0 | 0 | 0 | 0 | 34 | 34 | 34 | 34 | 0 | 0 | 0 | 0 | 0 | 5.5 | 0 | 0 | 0 | 0 | 0 | 0 | 0 | 0 | 97.9957 | 0 | 0 | 0 | 0 | 0 | 0 | 0 | 0 | 16.25 | 16.25 | 16.25 | 16.25 | [5 empty] | 22.44% | 0% | 0% | 0% | [5 empty] | Trojan 2B
| 3 | Trojan 2A | Ashanti Group | Oil | Oil Combustion | 0.26958 | 0 | 0 | 0 | 0 | 0 | 0 | 0 | 0 | 31.941 | 0 | 0 | 0 | 0 | 0 | 0 | 0 | 0 | 34 | 34 | 34 | 34 | 0 | 0 | 0 | 0 | 0 | 5.5 | 0 | 0 | 0 | 0 | 0 | 0 | 0 | 0 | 108.8196 | 0 | 0 | 0 | 0 | 0 | 0 | 0 | 0 | 16.25 | 16.25 | 16.25 | 16.25 | [5 empty] | 22.44% | 0% | 0% | 0% | [5 empty] | Trojan 2A
| 4 | GP Tarkwa Plant | SouthWest Ghana Group | Oil | Oil Combustion | 0 | 0 | 0 | 0 | 0 | 0 | 0 | 0 | 0 | 0 | 0 | 0 | 0 | 0 | 0 | 0 | 0 | 0 | 17.5 | 17.5 | 17.5 | 17.5 | 17.5 | 17.5 | 17.5 | 17.5 | 17.5 | 0 | 0 | 0 | 0 | 0 | 0 | 0 | 0 | 0 | 0 | 0 | 0 | 0 | 0 | 0 | 0 | 0 | 0 | 33 | 33 | 33 | 33 | 33 | 33 | 33 | 33 | 33 | 0% | 0% | 0% | 0% | 0% | 0% | 0% | 0% | 0% | GP Tarkwa Plant
| 5 | GP Chirano Plant | SouthWest Ghana Group | Oil | Oil Combustion | 0 | 0 | 0 | 0 | 0 | 0 | 0 | 0 | 0 | 0 | 0 | 0 | 0 | 0 | 0 | 0 | 0 | 0 | 17.5 | 17.5 | 17.5 | 17.5 | 17.5 | 17.5 | 17.5 | 17.5 | 17.5 | 0 | 0 | 0 | 0 | 0 | 0 | 0 | 0 | 0 | 0 | 0 | 0 | 0 | 0 | 0 | 0 | 0 | 0 | 30 | 30 | 30 | 30 | 30 | 30 | 30 | 30 | 30 | 0% | 0% | 0% | 0% | 0% | 0% | 0% | 0% | 0% | GP Chirano Plant
| 6 | GP Darmang Plant | SouthWest Ghana Group | Oil | Oil Combustion | 0 | 0 | 0 | 0 | 0 | 0 | 0 | 0 | 0 | 0 | 0 | 0 | 0 | 0 | 0 | 0 | 0 | 0 | 17.5 | 17.5 | 17.5 | 17.5 | 17.5 | 17.5 | 17.5 | 17.5 | 17.5 | 0 | 0 | 0 | 0 | 0 | 0 | 0 | 0 | 0 | 0 | 0 | 0 | 0 | 0 | 0 | 0 | 0 | 0 | 25.5 | 25.5 | 25.5 | 25.5 | 25.5 | 25.5 | 25.5 | 25.5 | 25.5 | 0% | 0% | 0% | 0% | 0% | 0% | 0% | 0% | 0% | GP Darmang Plant
| 7 | SAPP 2 | SouthEast Ghana Group | Oil/Gas | Oil/Gas Combined Cycle | 9.6772 | 22.9399 | 11.2166 | 7.7484 | 23.5117 | 23.5117 | 23.5117 | 23.5117 | 23.5117 | 1240.6696 | 2941.0064 | 1438.0221 | 993.3854 | 3014.3164 | 3014.316 | 3014.3161 | 3014.316 | 3014.316 | 16 | 16 | 16 | 16 | 16 | 16 | 16 | 16 | 16 | 3.5 | 3.5 | 3.5 | 3.5 | 3.5 | 3.5 | 3.5 | 3.5 | 3.5 | 70.9165 | 62.6504 | 64.8913 | 64.7653 | 87.3175 | 75.9301 | 82.4355 | 117.9273 | 124.328 | 370 | 370 | 370 | 370 | 370 | 370 | 370 | 370 | 370 | 38.28% | 90.74% | 44.37% | 30.65% | 93% | 93% | 93% | 93% | 93% | SAPP 2
| 8 | Cenpower | SouthEast Ghana Group | Oil/Gas | Oil/Gas Combined Cycle | 0 | 0.10559 | 2.751 | 0 | 21.6884 | 21.6884 | 21.6884 | 21.6884 | 20.6443 | 0 | 13.4856 | 351.3469 | 0 | 2769.912 | 2769.912 | 2769.912 | 2769.9121 | 2636.5688 | 0 | 16 | 16 | 16 | 16 | 16 | 16 | 16 | 16 | 0 | 3.5 | 3.5 | 0 | 3.5 | 3.5 | 3.5 | 3.5 | 3.5 | 0 | 64.3395 | 65.1409 | 0 | 84.8231 | 92.7715 | 72.9654 | 123.3248 | 113.6712 |  | 340 | 340 | 340 | 340 | 340 | 340 | 340 | 340 |  | 0.4528% | 11.8% | 0% | 93% | 93% | 93% | 93% | 88.52% | Cenpower
| 9 | KarpowerShip 1 | SouthEast Ghana Group | Oil/Gas | Oil/Gas Combined Cycle | 14.837 | 0 | 0 | 0 | 0 | 0 | 0 | 0 | 0 | 1942.0128 | 0 | 0 | 0 | 0 | 0 | 0 | 0 | 0 | 177.828 | 0 | 0 | 0 | 0 | 0 | 0 | 0 | 0 | 3.5 | 0 | 0 | 0 | 0 | 0 | 0 | 0 | 0 | 67.7182 | 0 | 0 | 0 | 0 | 0 | 0 | 0 | 0 | 247 | [8 empty] | 89.75% | [8 empty] | KarpowerShip 1
| 10 | AKSA | SouthEast Ghana Group | Oil/Gas | Oil/Gas Combined Cycle | 10.1595 | 0 | 11.0097 | 0 | 13.7173 | 3.3181 | 1.1868 | 4.0386 | 12.2399 | 1195.236 | 0 | 1295.2604 | 0 | 1613.8052 | 390.3666 | 139.6291 | 475.1314 | 1439.9882 | 16 | 16 | 16 | 16 | 16 | 16 | 16 | 16 | 16 | 3.5 | 0 | 3.5 | 0 | 3.5 | 3.5 | 3.5 | 3.5 | 3.5 | 75.3409 | 0 | 70.7149 | 0 | 71.5997 | 92.8467 | 69.6029 | 122.3961 | 129.7086 | 250 | 375 | 375 | 375 | 375 | 375 | 375 | 375 | 375 | 54.58% | 0% | 39.43% | 0% | 49.13% | 11.88% | 4.251% | 14.46% | 43.84% | AKSA
| 11 | TAPCO (T1) | SouthWest Ghana Group | Oil/Gas | Oil/Gas Combined Cycle | 11.645 | 17.1872 | 0 | 17.1872 | 17.1872 | 17.1872 | 16.9839 | 16.5942 | 0.7953 | 1496.2078 | 2208.3 | 0 | 2208.3002 | 2208.3 | 2208.3 | 2182.1854 | 2132.1104 | 102.1847 | 18.7 | 18.7 | 18.7 | 18.7 | 18.7 | 18.7 | 18.7 | 18.7 | 18.7 | 5 | 5 | 0 | 5 | 5 | 5 | 5 | 5 | 5 | 59.3457 | 62.3154 | 0 | 64.6242 | 61.2801 | 62.3592 | 63.0192 | 62.5775 | 61.5635 | 305 | 305 | 305 | 305 | 305 | 305 | 305 | 305 | 305 | 56% | 82.65% | 0% | 82.65% | 82.65% | 82.65% | 81.67% | 79.8% | 3.825% | TAPCO (T1)
| 12 | TICO (T2) | SouthWest Ghana Group | Oil/Gas | Oil/Gas Combined Cycle | 17.7346 | 17.7346 | 9.5854 | 17.7346 | 17.7346 | 17.7346 | 17.7346 | 17.7346 | 5.5214 | 2382.72 | 2382.72 | 1287.8384 | 2382.72 | 2382.7198 | 2382.7201 | 2382.72 | 2382.72 | 741.8212 | 30.94 | 30.94 | 30.94 | 30.94 | 30.94 | 30.94 | 30.94 | 30.94 | 30.94 | 4.9 | 4.9 | 4.9 | 4.9 | 4.9 | 4.9 | 4.9 | 4.9 | 4.9 | 54.9219 | 59.5931 | 61.9213 | 61.8011 | 58.603 | 59.635 | 60.2662 | 59.8438 | 58.8741 | 320 | 320 | 320 | 320 | 320 | 320 | 320 | 320 | 320 | 85% | 85% | 45.94% | 85% | 85% | 85% | 85% | 85% | 26.46% | TICO (T2)
| 13 | Amandi | SouthWest Ghana Group | Oil/Gas | Oil/Gas Combined Cycle | 0 | 0 | 8.0946 | 0 | 12.0103 | 10.6665 | 7.9721 | 8.4135 | 0.17727 | 0 | 0 | 987.1488 | 0 | 1464.672 | 1300.7983 | 972.2043 | 1026.0376 | 21.6181 | 0 | 0 | 30.94 | 30.94 | 30.94 | 30.94 | 30.94 | 30.94 | 30.94 | 0 | 0 | 4.9 | 0 | 4.9 | 4.9 | 4.9 | 4.9 | 4.9 | 0 | 0 | 68.2191 | 0 | 64.5633 | 65.7003 | 66.3957 | 65.9303 | 149.4931 |  |  | 190 | 190 | 190 | 190 | 190 | 190 | 190 |  |  | 59.31% | 0% | 88% | 78.15% | 58.41% | 61.65% | 1.299% | Amandi
| 14 | KarpowerShip 2 | SouthWest Ghana Group | Oil/Gas | Oil/Gas Combined Cycle | 0 | 24.5592 | 31.8841 | 30.5313 | 0 | 0 | 0 | 0 | 0 | 0 | 2884.563 | 3744.9 | 3586.0082 | 0 | 0 | 0 | 0 | 0 | 0 | 177.828 | 177.828 | 177.828 | 177.828 | 0 | 0 | 0 | 0 | 0 | 3.5 | 3.5 | 3.5 | 0 | 0 | 0 | 0 | 0 | 0 | 68.1682 | 70.8314 | 70.6939 | 0 | 0 | 0 | 0 | 0 |  | 450 | 450 | 450 | 450 | [5 empty] | 73.18% | 95% | 90.97% | 0% |  |  |  |  | KarpowerShip 2
| 15 | Early Power | SouthEast Ghana Group | Oil/Gas | Oil/Gas Combustion | 0 | 0 | 6.384 | 23.0656 | 23.0656 | 23.0656 | 23.0656 | 23.0656 | 23.0656 | 0 | 0 | 851.1983 | 3075.417 | 3075.417 | 3075.417 | 3075.4168 | 3075.417 | 3075.417 | 0 | 0 | 16 | 16 | 16 | 16 | 16 | 16 | 16 | 0 | 0 | 3.5 | 3.5 | 3.5 | 3.5 | 3.5 | 3.5 | 3.5 | 0 | 0 | 62.3955 | 62.2744 | 67.1873 | 81.7516 | 99.028 | 113.3917 | 119.0308 |  |  | 377.5 | 377.5 | 377.5 | 377.5 | 377.5 | 377.5 | 377.5 |  |  | 25.74% | 93% | 93% | 93% | 93% | 93% | 93% | Early Power
| 16 | TT1PP | SouthEast Ghana Group | Oil/Gas | Oil/Gas Combustion | 0 | 0 | 0 | 0 | 0 | 0 | 0 | 0 | 0 | 0 | 0 | 0 | 0 | 0 | 0 | 0 | 0 | 0 | 14.3 | 14.3 | 14.3 | 14.3 | 14.3 | 14.3 | 14.3 | 14.3 | 14.3 | 0 | 0 | 0 | 0 | 0 | 0 | 0 | 0 | 0 | 0 | 0 | 0 | 0 | 0 | 0 | 0 | 0 | 0 | 100 | 100 | 100 | 100 | 100 | 100 | 100 | 100 | 100 | 0% | 0% | 0% | 0% | 0% | 0% | 0% | 0% | 0% | TT1PP
| 17 | KTPP | SouthEast Ghana Group | Oil/Gas | Oil/Gas Combustion | 0.31622 | 0 | 0.53287 | 0 | 0 | 0 | 0 | 0 | 0 | 29.0114 | 0 | 48.8869 | 0 | 0 | 0 | 0 | 0 | 0 | 12.3 | 12.3 | 12.3 | 12.3 | 12.3 | 12.3 | 12.3 | 12.3 | 12.3 | 3.5 | 0 | 3.5 | 0 | 0 | 0 | 0 | 0 | 0 | 126.5585 | 0 | 90.6815 | 0 | 0 | 0 | 0 | 0 | 0 | 200 | 200 | 200 | 200 | 200 | 200 | 200 | 200 | 200 | 1.656% | 0% | 2.79% | 0% | 0% | 0% | 0% | 0% | 0% | KTPP
| 18 | Trojan 1 | SouthEast Ghana Group | Oil/Gas | Oil/Gas Combustion | 0.41408 | 0 | 0 | 0 | 0 | 0 | 0 | 0 | 0 | 49.0614 | 0 | 0 | 0 | 0 | 0 | 0 | 0 | 0 | 34 | 34 | 34 | 34 | 0 | 0 | 0 | 0 | 0 | 5.5 | 0 | 0 | 0 | 0 | 0 | 0 | 0 | 0 | 97.9957 | 0 | 0 | 0 | 0 | 0 | 0 | 0 | 0 | 24.96 | 24.96 | 24.96 | 24.96 | [5 empty] | 22.44% | 0% | 0% | 0% | [5 empty] | Trojan 1
| 19 | MRP | SouthEast Ghana Group | Oil/Gas | Oil/Gas Combustion | 0 | 0 | 0 | 0 | 0 | 0 | 0 | 0 | 0 | 0 | 0 | 0 | 0 | 0 | 0 | 0 | 0 | 0 | 12.5737 | 12.5737 | 12.5737 | 12.5737 | 12.5737 | 12.5737 | 12.5737 | 12.5737 | 12.5737 | 0 | 0 | 0 | 0 | 0 | 0 | 0 | 0 | 0 | 0 | 0 | 0 | 0 | 0 | 0 | 0 | 0 | 0 | 70 | 70 | 70 | 70 | 70 | 70 | 70 | 70 | 70 | 0% | 0% | 0% | 0% | 0% | 0% | 0% | 0% | 0% | MRP
| 20 | Safisana | SouthEast Ghana Group | Biogas | Biogas | 0.010052 | 0.010052 | 0.010052 | 0 | 0.010052 | 0.010052 | 0.010052 | 0.010052 | 0.010052 | 0.7446 | 0.7446 | 0.7446 | 0 | 0.7446 | 0.7446 | 0.7446 | 0.7446 | 0.7446 | 35 | 35 | 35 | 35 | 35 | 35 | 35 | 35 | 35 | 4.2 | 4.2 | 4.2 | 0 | 4.2 | 4.2 | 4.2 | 4.2 | 4.2 | 40.5 | 40.5 | 40.5 | 0 | 40.5 | 40.5 | 40.5 | 40.5 | 40.5 | 0.1 | 0.1 | 0.1 | 0.1 | 0.1 | 0.1 | 0.1 | 0.1 | 0.1 | 85% | 85% | 85% | 0% | 85% | 85% | 85% | 85% | 85% | Safisana
| 21 | TT2PP | SouthEast Ghana Group | Gas | Gas Combustion Turbine | 0.5098 | 0 | 0 | 0 | 0 | 0 | 0 | 0.0072037 | 0.00090551 | 52.4484 | 0 | 0 | 0 | 0 | 0 | 0 | 0.74113 | 0.09316 | 12.1007 | 12.1007 | 12.1007 | 12.1007 | 12.1007 | 12.1007 | 12.1007 | 12.1007 | 12.1007 | 4.5 | 0 | 0 | 0 | 0 | 0 | 0 | 4.5 | 4.5 | 79.8984 | 0 | 0 | 0 | 0 | 0 | 0 | 78.1515 | 161.166 | 45 | 45 | 45 | 45 | 45 | 45 | 45 | 45 | 45 | 13.31% | 0% | 0% | 0% | 0% | 0% | 0% | 0.188% | 0.02363% | TT2PP
| 22 | SAPP 1 | SouthEast Ghana Group | Gas | Gas Combustion Turbine | 3.0298 | 0 | 0 | 0 | 0 | 0 | 0 | 0.1386 | 0.045935 | 324.7328 | 0 | 0 | 0 | 0 | 0 | 0 | 14.8548 | 4.9234 | 11.83 | 11.83 | 11.83 | 11.83 | 11.83 | 11.83 | 11.83 | 11.83 | 11.83 | 4.5 | 0 | 0 | 0 | 0 | 0 | 0 | 4.5 | 4.5 | 76.6926 | 0 | 0 | 0 | 0 | 0 | 0 | 75.0158 | 154.6995 | 180 | 180 | 180 | 180 | 180 | 180 | 180 | 180 | 180 | 20.59% | 0% | 0% | 0% | 0% | 0% | 0% | 0.9421% | 0.3122% | SAPP 1
| 23 | Trojan 3 | SouthEast Ghana Group | Gas | Gas Combustion Turbine | 0 | 0 | 0 | 0 | 0 | 0 | 0 | 0 | 0 | 0 | 0 | 0 | 0 | 0 | 0 | 0 | 0 | 0 | 0 | 34 | 34 | 34 | 0 | 0 | 0 | 0 | 0 | 0 | 0 | 0 | 0 | 0 | 0 | 0 | 0 | 0 | 0 | 0 | 0 | 0 | 0 | 0 | 0 | 0 | 0 |  | 49.92 | 49.92 | 49.92 | [6 empty] | 0% | 0% | 0% | [5 empty] | Trojan 3
| 24 | Ameri_2016 | SouthWest Ghana Group | Gas | Gas Combustion Turbine | 0.42075 | 0 | 18.427 | 0 | 0 | 0 | 0 | 0 | 0 | 41.4044 | 0 | 1813.32 | 0 | 0 | 0 | 0 | 0 | 0 | 14.54 | 14.54 | 14.54 | 14.54 | 0 | 0 | 0 | 0 | 0 | 5 | 0 | 5 | 0 | 0 | 0 | 0 | 0 | 0 | 74.9854 | 0 | 84.5417 | 0 | 0 | 0 | 0 | 0 | 0 | 230 | 230 | 230 | 230 | [5 empty] | 2.055% | 0% | 90% | 0% | [5 empty] | Ameri_2016
| 25 | Ameri_2021 | SouthWest Ghana Group | Gas | Gas Combustion Turbine | 0 | 0 | 0 | 0 | 0 | 0 | 0 | 0.0018786 | 0 | 0 | 0 | 0 | 0 | 0 | 0 | 0 | 0.18487 | 0 | 0 | 0 | 0 | 0 | 14.54 | 14.54 | 14.54 | 14.54 | 14.54 | 0 | 0 | 0 | 0 | 0 | 0 | 0 | 4.17 | 0 | 0 | 0 | 0 | 0 | 0 | 0 | 0 | 81.7053 | 0 |  |  |  |  | 230 | 230 | 230 | 230 | 230 |  |  |  |  | 0% | 0% | 0% | 0.009175% | 0% | Ameri_2021
| 26 | Bui | Northern Ghana Group | Water | Hydro | 0 | 0 | 0 | 0 | 0 | 0 | 0 | 0 | 0 | 669.5864 | 669.5865 | 669.5866 | 669.5865 | 669.5864 | 669.5865 | 669.5864 | 669.5863 | 669.5867 | 27.74 | 27.74 | 27.74 | 27.74 | 27.74 | 27.74 | 27.74 | 27.74 | 27.74 | 1.63 | 1.63 | 1.63 | 1.63 | 1.63 | 1.63 | 1.63 | 1.63 | 1.63 | 0 | 0 | 0 | 0 | 0 | 0 | 0 | 0 | 0 | 330 | 330 | 330 | 330 | 330 | 330 | 330 | 330 | 330 | 23.16% | 23.16% | 23.16% | 23.16% | 23.16% | 23.16% | 23.16% | 23.16% | 23.16% | Bui
| 27 | Akosombo | SouthEast Ghana Group | Water | Hydro | 0 | 0 | 0 | 0 | 0 | 0 | 0 | 0 | 0 | 3681.6888 | 3681.6893 | 4016.3901 | 4016.3884 | 4434.7627 | 4434.7619 | 4434.7623 | 4434.7622 | 4434.7622 | 9.16 | 9.16 | 9.16 | 9.16 | 9.16 | 9.16 | 9.16 | 9.16 | 9.16 | 0.98 | 0.98 | 0.98 | 0.98 | 0.98 | 0.98 | 0.98 | 0.98 | 0.98 | 0 | 0 | 0 | 0 | 0 | 0 | 0 | 0 | 0 | 900 | 900 | 900 | 900 | 900 | 900 | 900 | 900 | 900 | 46.7% | 46.7% | 50.94% | 50.94% | 56.25% | 56.25% | 56.25% | 56.25% | 56.25% | Akosombo
| 28 | Kpong | SouthEast Ghana Group | Water | Hydro | 0 | 0 | 0 | 0 | 0 | 0 | 0 | 0 | 0 | 722.7074 | 722.7074 | 788.408 | 788.4081 | 870.534 | 870.5339 | 870.5339 | 870.534 | 870.5339 | 9.16 | 9.16 | 9.16 | 9.16 | 9.16 | 9.16 | 9.16 | 9.16 | 9.16 | 0.98 | 0.98 | 0.98 | 0.98 | 0.98 | 0.98 | 0.98 | 0.98 | 0.98 | 0 | 0 | 0 | 0 | 0 | 0 | 0 | 0 | 0 | 140 | 140 | 140 | 140 | 140 | 140 | 140 | 140 | 140 | 58.93% | 58.93% | 64.29% | 64.29% | 70.98% | 70.98% | 70.98% | 70.98% | 70.98% | Kpong
| 29 | Cote d'Ivoire Dummy | Cote d'Ivoire | Water | Hydro | 0 | 0 | 0 | 0 | 0 | 0 | 0 | 0 | 0 | 814.68 | 814.68 | 10 | 743.276 | 814.6801 | 814.6799 | 814.6799 | 814.6798 | 814.6796 | 0 | 0 | 0 | 0 | 0 | 0 | 0 | 0 | 0 | 10 | 10 | 10 | 10 | 10 | 10 | 10 | 10 | 10 | 0 | 0 | 0 | 0 | 0 | 0 | 0 | 0 | 0 | 150 | 150 | 150 | 150 | 150 | 150 | 150 | 150 | 150 | 62% | 62% | 0.761% | 56.57% | 62% | 62% | 62% | 62% | 62% | Cote d'Ivoire Dummy
| 30 | Burkina Dummy | Burkina Group | Water | Hydro | 0 | 0 | 0 | 0 | 0 | 0 | 0 | 0 | 0 | 0.438 | 0.438 | 0.438 | 0.438 | 4.818 | 4.818 | 4.818 | 4.818 | 4.818 | 0 | 0 | 0 | 0 | 0 | 0 | 0 | 0 | 0 | 10 | 10 | 10 | 10 | 10 | 10 | 10 | 10 | 10 | 0 | 0 | 0 | 0 | 0 | 0 | 0 | 0 | 0 | 10 | 10 | 10 | 10 | 110 | 110 | 110 | 110 | 110 | 0.5% | 0.5% | 0.5% | 0.5% | 0.5% | 0.5% | 0.5% | 0.5% | 0.5% | Burkina Dummy
| 31 | VRA Solar | Northern Ghana Group | Sun | Solar PV | 0 | 0 | 0 | 0 | 0 | 0 | 0 | 0 | 0 | 2.7132 | 2.7132 | 2.7132 | 2.7132 | 2.7132 | 2.7132 | 2.7132 | 2.7132 | 2.7132 | 0 | 0 | 0 | 0 | 0 | 0 | 0 | 0 | 0 | 0 | 0 | 0 | 0 | 0 | 0 | 0 | 0 | 0 | 0 | 0 | 0 | 0 | 0 | 0 | 0 | 0 | 0 | 1.8 | 1.8 | 1.8 | 1.8 | 1.8 | 1.8 | 1.8 | 1.8 | 1.8 | 17.21% | 17.21% | 17.21% | 17.21% | 17.21% | 17.21% | 17.21% | 17.21% | 17.21% | VRA Solar
| 32 | BXC Solar | SouthEast Ghana Group | Sun | Solar PV | 0 | 0 | 0 | 0 | 0 | 0 | 0 | 0 | 0 | 24.0159 | 24.0159 | 24.0159 | 24.0159 | 24.0159 | 24.0159 | 24.0159 | 24.0159 | 0 | 0 | 0 | 0 | 0 | 0 | 0 | 0 | 0 | 0 | 0 | 0 | 0 | 0 | 0 | 0 | 0 | 0 | 0 | 0 | 0 | 0 | 0 | 0 | 0 | 0 | 0 | 0 | 18 | 18 | 18 | 18 | 18 | 18 | 18 | 18 |  | 15.23% | 15.23% | 15.23% | 15.23% | 15.23% | 15.23% | 15.23% | 15.23% |  | BXC Solar
| 41 | SOUT COAL STEAM TURBINE 2026 | SouthWest Ghana Group | Coal | Coal Steam Turbine | 0 | 0 | 0 | 0 | 0 | 29.6939 | 65.6478 | 65.6478 | 65.6478 | 0 | 0 | 0 | 0 | 0 | 3374.3053 | 7459.981 | 7459.981 | 7459.981 | 0 | 0 | 0 | 0 | 0 | 65 | 65 | 65 | 65 | 0 | 0 | 0 | 0 | 0 | 6.034 | 6.034 | 6.034 | 6.034 | 0 | 0 | 0 | 0 | 0 | 33.629 | 34.2066 | 35.7871 | 37.2557 | [5 empty] | 453.17 | 1001.878 | 1001.878 | 1001.878 | [5 empty] | 85% | 85% | 85% | 85% | SOUT COAL STEAM TURBINE 2026
| 43 | SOUT COMBINED CYCLE 2020 | SouthWest Ghana Group | Oil/Gas | Oil/Gas Combined Cycle | 0 | 0 | 0 | 0 | 0 | 0 | 0 | 0 | 30.652 | 0 | 0 | 0 | 0 | 0 | 0 | 0 | 0 | 4227.8651 | 0 | 0 | 0 | 0 | 0 | 0 | 0 | 0 | 15 | 0 | 0 | 0 | 0 | 0 | 0 | 0 | 0 | 3.48 | 0 | 0 | 0 | 0 | 0 | 0 | 0 | 0 | 125.2863 | 0 | 0 | 0 | 0 | 0 | 0 | 0 | 0 | 536.259 | 0% | 0% | 0% | 0% | 0% | 0% | 0% | 0% | 90% | SOUT COMBINED CYCLE 2020
| 45 | SOUT COMBINED CYCLE 2019 | SouthEast Ghana Group | Oil/Gas | Oil/Gas Combined Cycle | 0 | 0 | 0 | 0 | 0 | 0 | 0 | 40.0915 | 91.2207 | 0 | 0 | 0 | 0 | 0 | 0 | 0 | 5529.8639 | 12582.1632 | 0 | 0 | 0 | 0 | 0 | 0 | 0 | 15 | 15 | 0 | 0 | 0 | 0 | 0 | 0 | 0 | 3.48 | 3.48 | 0 | 0 | 0 | 0 | 0 | 0 | 0 | 103.1614 | 120.2113 | 0 | 0 | 0 | 0 | 0 | 0 | 0 | 701.403 | 1595.912 | 0% | 0% | 0% | 0% | 0% | 0% | 0% | 90% | 90% | SOUT COMBINED CYCLE 2019
| 52 | NORT HYDRO SMALL 2026 | Northern Ghana Group | Water | Hydro | 0 | 0 | 0 | 0 | 0 | 0 | 0 | 0 | 0 | 0 | 0 | 0 | 0 | 0 | 214.2471 | 214.2471 | 214.2471 | 214.2471 | 0 | 0 | 0 | 0 | 0 | 45 | 45 | 45 | 45 | 0 | 0 | 0 | 0 | 0 | 3 | 3 | 3 | 3 | 0 | 0 | 0 | 0 | 0 | 0 | 0 | 0 | 0 | [5 empty] | 57.5469 | 57.5469 | 57.5469 | 57.5469 | [5 empty] | 42.5% | 42.5% | 42.5% | 42.5% | NORT HYDRO SMALL 2026
| 54 | ASHA INTERRUPTIBLE 2016 | Ashanti Group | Interruptible | Interruptible | 0 | 0 | 0 | 0 | 0 | 0 | 0 | 0 | 0 | 0 | 0 | 0 | 0 | 0 | 0 | 0 | 0 | 0 | 0 | 0 | 0 | 0 | 0 | 0 | 0 | 0 | 0 | 0 | 0 | 0 | 0 | 0 | 0 | 0 | 0 | 0 | 0 | 0 | 0 | 0 | 0 | 0 | 0 | 0 | 0 | 129.301 | 217.102 | [7 empty] | 0% | 0% | [7 empty] | ASHA INTERRUPTIBLE 2016
| 63 | ASHA SOLAR PV 2020 | Ashanti Group | Sun | Solar PV | 0 | 0 | 0 | 0 | 0 | 0 | 0 | 0 | 0 | 0 | 0 | 0 | 6.3375 | 19.0126 | 19.0126 | 19.0126 | 19.0126 | 19.0126 | 0 | 0 | 0 | 24.8 | 24.8 | 24.8 | 24.8 | 24.8 | 24.8 | 0 | 0 | 0 | 0 | 0 | 0 | 0 | 0 | 0 | 0 | 0 | 0 | 0 | 0 | 0 | 0 | 0 | 0 | 0 | 0 | 0 | 5 | 15 | 15 | 15 | 15 | 15 | 0% | 0% | 0% | 14.47% | 14.47% | 14.47% | 14.47% | 14.47% | 14.47% | ASHA SOLAR PV 2020
| 64 | ASHA SOLAR PV 2026 | Ashanti Group | Sun | Solar PV | 0 | 0 | 0 | 0 | 0 | 0 | 0 | 0 | 0 | 0 | 0 | 0 | 0 | 0 | 12.6751 | 38.0252 | 50.7002 | 50.7002 | 0 | 0 | 0 | 0 | 0 | 24.8 | 24.8 | 24.8 | 24.8 | 0 | 0 | 0 | 0 | 0 | 0 | 0 | 0 | 0 | 0 | 0 | 0 | 0 | 0 | 0 | 0 | 0 | 0 | 0 | 0 | 0 | 0 | 0 | 10 | 30 | 40 | 40 | 0% | 0% | 0% | 0% | 0% | 14.47% | 14.47% | 14.47% | 14.47% | ASHA SOLAR PV 2026
| 65 | ASHA SOLAR PV 2035 | Ashanti Group | Sun | Solar PV | 0 | 0 | 0 | 0 | 0 | 0 | 0 | 0 | 0 | 0 | 0 | 0 | 0 | 0 | 0 | 0 | 12.6751 | 69.7128 | 0 | 0 | 0 | 0 | 0 | 0 | 0 | 25 | 25 | 0 | 0 | 0 | 0 | 0 | 0 | 0 | 0 | 0 | 0 | 0 | 0 | 0 | 0 | 0 | 0 | 0 | 0 | 0 | 0 | 0 | 0 | 0 | 0 | 0 | 10 | 55 | 0% | 0% | 0% | 0% | 0% | 0% | 0% | 14.47% | 14.47% | ASHA SOLAR PV 2035
| 66 | SOUT SOLAR PV 2020 | SouthWest Ghana Group | Sun | Solar PV | 0 | 0 | 0 | 0 | 0 | 0 | 0 | 0 | 0 | 0 | 0 | 0 | 0 | 12.6751 | 12.6751 | 12.6751 | 12.6751 | 12.6751 | 0 | 0 | 0 | 0 | 24.8 | 24.8 | 24.8 | 24.8 | 24.8 | 0 | 0 | 0 | 0 | 0 | 0 | 0 | 0 | 0 | 0 | 0 | 0 | 0 | 0 | 0 | 0 | 0 | 0 | 0 | 0 | 0 | 0 | 10 | 10 | 10 | 10 | 10 | 0% | 0% | 0% | 0% | 14.47% | 14.47% | 14.47% | 14.47% | 14.47% | SOUT SOLAR PV 2020
| 67 | SOUT SOLAR PV 2026 | SouthWest Ghana Group | Sun | Solar PV | 0 | 0 | 0 | 0 | 0 | 0 | 0 | 0 | 0 | 0 | 0 | 0 | 0 | 0 | 12.6751 | 25.3501 | 31.6876 | 31.6876 | 0 | 0 | 0 | 0 | 0 | 24.8 | 24.8 | 24.8 | 24.8 | 0 | 0 | 0 | 0 | 0 | 0 | 0 | 0 | 0 | 0 | 0 | 0 | 0 | 0 | 0 | 0 | 0 | 0 | [5 empty] | 10 | 20 | 25 | 25 | [5 empty] | 14.47% | 14.47% | 14.47% | 14.47% | SOUT SOLAR PV 2026
| 68 | SOUT SOLAR PV 2035 | SouthWest Ghana Group | Sun | Solar PV | 0 | 0 | 0 | 0 | 0 | 0 | 0 | 0 | 0 | 0 | 0 | 0 | 0 | 0 | 0 | 0 | 12.6751 | 57.0377 | 0 | 0 | 0 | 0 | 0 | 0 | 0 | 25 | 25 | 0 | 0 | 0 | 0 | 0 | 0 | 0 | 0 | 0 | 0 | 0 | 0 | 0 | 0 | 0 | 0 | 0 | 0 | 0 | 0 | 0 | 0 | 0 | 0 | 0 | 10 | 45 | 0% | 0% | 0% | 0% | 0% | 0% | 0% | 14.47% | 14.47% | SOUT SOLAR PV 2035
| 69 | NORT SOLAR PV 2018 | Northern Ghana Group | Sun | Solar PV | 0 | 0 | 0 | 0 | 0 | 0 | 0 | 0 | 0 | 0 | 0 | 67.5263 | 67.5263 | 67.5263 | 67.5263 | 67.5263 | 67.5263 | 67.5263 | 0 | 0 | 24.8 | 24.8 | 24.8 | 24.8 | 24.8 | 24.8 | 24.8 | 0 | 0 | 0 | 0 | 0 | 0 | 0 | 0 | 0 | 0 | 0 | 0 | 0 | 0 | 0 | 0 | 0 | 0 |  |  | 47.1565 | 47.1565 | 47.1565 | 47.1565 | 47.1565 | 47.1565 | 47.1565 |  |  | 16.35% | 16.35% | 16.35% | 16.35% | 16.35% | 16.35% | 16.35% | NORT SOLAR PV 2018
| 70 | NORT SOLAR PV 2020 | Northern Ghana Group | Sun | Solar PV | 0 | 0 | 0 | 0 | 0 | 0 | 0 | 0 | 0 | 0 | 0 | 0 | 71.598 | 214.7941 | 214.7941 | 214.7941 | 214.7941 | 214.7941 | 0 | 0 | 0 | 24.8 | 24.8 | 24.8 | 24.8 | 24.8 | 24.8 | 0 | 0 | 0 | 0 | 0 | 0 | 0 | 0 | 0 | 0 | 0 | 0 | 0 | 0 | 0 | 0 | 0 | 0 | 0 | 0 | 0 | 50 | 150 | 150 | 150 | 150 | 150 | 0% | 0% | 0% | 16.35% | 16.35% | 16.35% | 16.35% | 16.35% | 16.35% | NORT SOLAR PV 2020
| 71 | NORT SOLAR PV 2023 | Northern Ghana Group | Sun | Solar PV | 0 | 0 | 0 | 0 | 0 | 0 | 0 | 0 | 0 | 0 | 0 | 0 | 0 | 71.598 | 143.1961 | 143.1961 | 143.1961 | 143.1961 | 0 | 0 | 0 | 0 | 24.8 | 24.8 | 24.8 | 24.8 | 24.8 | 0 | 0 | 0 | 0 | 0 | 0 | 0 | 0 | 0 | 0 | 0 | 0 | 0 | 0 | 0 | 0 | 0 | 0 | 0 | 0 | 0 | 0 | 50 | 100 | 100 | 100 | 100 | 0% | 0% | 0% | 0% | 16.35% | 16.35% | 16.35% | 16.35% | 16.35% | NORT SOLAR PV 2023
| 72 | NORT SOLAR PV 2026 | Northern Ghana Group | Sun | Solar PV | 0 | 0 | 0 | 0 | 0 | 0 | 0 | 0 | 0 | 0 | 0 | 0 | 0 | 0 | 71.598 | 214.7941 | 214.7941 | 214.7941 | 0 | 0 | 0 | 0 | 0 | 24.8 | 24.8 | 24.8 | 24.8 | 0 | 0 | 0 | 0 | 0 | 0 | 0 | 0 | 0 | 0 | 0 | 0 | 0 | 0 | 0 | 0 | 0 | 0 | 0 | 0 | 0 | 0 | 0 | 50 | 150 | 150 | 150 | 0% | 0% | 0% | 0% | 0% | 16.35% | 16.35% | 16.35% | 16.35% | NORT SOLAR PV 2026
| 73 | NORT SOLAR PV 2030 | Northern Ghana Group | Sun | Solar PV | 0 | 0 | 0 | 0 | 0 | 0 | 0 | 0 | 0 | 0 | 0 | 0 | 0 | 0 | 0 | 35.799 | 178.9951 | 178.9951 | 0 | 0 | 0 | 0 | 0 | 0 | 24.8 | 24.8 | 24.8 | 0 | 0 | 0 | 0 | 0 | 0 | 0 | 0 | 0 | 0 | 0 | 0 | 0 | 0 | 0 | 0 | 0 | 0 | 0 | 0 | 0 | 0 | 0 | 0 | 25 | 125 | 125 | 0% | 0% | 0% | 0% | 0% | 0% | 16.35% | 16.35% | 16.35% | NORT SOLAR PV 2030
| 74 | NORT SOLAR PV 2035 | Northern Ghana Group | Sun | Solar PV | 0 | 0 | 0 | 0 | 0 | 0 | 0 | 0 | 0 | 0 | 0 | 0 | 0 | 0 | 0 | 0 | 71.598 | 429.5883 | 0 | 0 | 0 | 0 | 0 | 0 | 0 | 24.8 | 24.8 | 0 | 0 | 0 | 0 | 0 | 0 | 0 | 0 | 0 | 0 | 0 | 0 | 0 | 0 | 0 | 0 | 0 | 0 | 0 | 0 | 0 | 0 | 0 | 0 | 0 | 50 | 300 | 0% | 0% | 0% | 0% | 0% | 0% | 0% | 16.35% | 16.35% | NORT SOLAR PV 2035
| 76 | SOUT SOLAR PV 2020 | SouthEast Ghana Group | Sun | Solar PV | 0 | 0 | 0 | 0 | 0 | 0 | 0 | 0 | 0 | 0 | 0 | 0 | 1.8814 | 65.2567 | 65.2567 | 65.2567 | 65.2567 | 65.2567 | 0 | 0 | 0 | 24.8 | 24.8 | 24.8 | 24.8 | 24.8 | 24.8 | 0 | 0 | 0 | 0 | 0 | 0 | 0 | 0 | 0 | 0 | 0 | 0 | 0 | 0 | 0 | 0 | 0 | 0 | 0 | 0 | 0 | 1.4844 | 51.4843 | 51.4843 | 51.4843 | 51.4843 | 51.4843 | 0% | 0% | 0% | 14.47% | 14.47% | 14.47% | 14.47% | 14.47% | 14.47% | SOUT SOLAR PV 2020
| 77 | SOUT SOLAR PV 2026 | SouthEast Ghana Group | Sun | Solar PV | 0 | 0 | 0 | 0 | 0 | 0 | 0 | 0 | 0 | 0 | 0 | 0 | 0 | 0 | 31.6876 | 221.8134 | 285.1886 | 285.1886 | 0 | 0 | 0 | 0 | 0 | 24.8 | 24.8 | 24.8 | 24.8 | 0 | 0 | 0 | 0 | 0 | 0 | 0 | 0 | 0 | 0 | 0 | 0 | 0 | 0 | 0 | 0 | 0 | 0 | 0 | 0 | 0 | 0 | 0 | 25 | 175 | 225 | 225 | 0% | 0% | 0% | 0% | 0% | 14.47% | 14.47% | 14.47% | 14.47% | SOUT SOLAR PV 2026
| 78 | SOUT SOLAR PV 2035 | SouthEast Ghana Group | Sun | Solar PV | 0 | 0 | 0 | 0 | 0 | 0 | 0 | 0 | 0 | 0 | 0 | 0 | 0 | 0 | 0 | 0 | 63.3753 | 285.1886 | 0 | 0 | 0 | 0 | 0 | 0 | 0 | 25 | 25 | 0 | 0 | 0 | 0 | 0 | 0 | 0 | 0 | 0 | 0 | 0 | 0 | 0 | 0 | 0 | 0 | 0 | 0 | 0 | 0 | 0 | 0 | 0 | 0 | 0 | 50 | 225 | 0% | 0% | 0% | 0% | 0% | 0% | 0% | 14.47% | 14.47% | SOUT SOLAR PV 2035
| 80 | SOUT SOLAR PV 2020 | SouthWest Ghana Group | Sun | Solar PV | 0 | 0 | 0 | 0 | 0 | 0 | 0 | 0 | 0 | 0 | 0 | 0 | 0 | 38.0252 | 76.0503 | 76.0503 | 76.0503 | 76.0503 | 0 | 0 | 0 | 0 | 24.8 | 24.8 | 24.8 | 24.8 | 24.8 | 0 | 0 | 0 | 0 | 0 | 0 | 0 | 0 | 0 | 0 | 0 | 0 | 0 | 0 | 0 | 0 | 0 | 0 | 0 | 0 | 0 | 0 | 30 | 60 | 60 | 60 | 60 | 0% | 0% | 0% | 0% | 14.47% | 14.47% | 14.47% | 14.47% | 14.47% | SOUT SOLAR PV 2020
| 81 | SOUT SOLAR PV 2026 | SouthWest Ghana Group | Sun | Solar PV | 0 | 0 | 0 | 0 | 0 | 0 | 0 | 0 | 0 | 0 | 0 | 0 | 0 | 0 | 25.3501 | 126.7505 | 152.1006 | 152.1006 | 0 | 0 | 0 | 0 | 0 | 24.8 | 24.8 | 24.8 | 24.8 | 0 | 0 | 0 | 0 | 0 | 0 | 0 | 0 | 0 | 0 | 0 | 0 | 0 | 0 | 0 | 0 | 0 | 0 | 0 | 0 | 0 | 0 | 0 | 20 | 100 | 120 | 120 | 0% | 0% | 0% | 0% | 0% | 14.47% | 14.47% | 14.47% | 14.47% | SOUT SOLAR PV 2026
| 82 | SOUT SOLAR PV 2035 | SouthWest Ghana Group | Sun | Solar PV | 0 | 0 | 0 | 0 | 0 | 0 | 0 | 0 | 0 | 0 | 0 | 0 | 0 | 0 | 0 | 0 | 12.6751 | 152.1006 | 0 | 0 | 0 | 0 | 0 | 0 | 0 | 25 | 25 | 0 | 0 | 0 | 0 | 0 | 0 | 0 | 0 | 0 | 0 | 0 | 0 | 0 | 0 | 0 | 0 | 0 | 0 | 0 | 0 | 0 | 0 | 0 | 0 | 0 | 10 | 120 | 0% | 0% | 0% | 0% | 0% | 0% | 0% | 14.47% | 14.47% | SOUT SOLAR PV 2035
| 84 | SOUT SOLAR PV 2026 | SouthEast Ghana Group | Sun | Solar PV | 0 | 0 | 0 | 0 | 0 | 0 | 0 | 0 | 0 | 0 | 0 | 0 | 0 | 0 | 12.6751 | 25.3501 | 38.0252 | 38.0252 | 0 | 0 | 0 | 0 | 0 | 24.8 | 24.8 | 24.8 | 24.8 | 0 | 0 | 0 | 0 | 0 | 0 | 0 | 0 | 0 | 0 | 0 | 0 | 0 | 0 | 0 | 0 | 0 | 0 | 0 | 0 | 0 | 0 | 0 | 10 | 20 | 30 | 30 | 0% | 0% | 0% | 0% | 0% | 14.47% | 14.47% | 14.47% | 14.47% | SOUT SOLAR PV 2026
| 85 | SOUT SOLAR PV 2035 | SouthEast Ghana Group | Sun | Solar PV | 0 | 0 | 0 | 0 | 0 | 0 | 0 | 0 | 0 | 0 | 0 | 0 | 0 | 0 | 0 | 0 | 12.6751 | 38.0252 | 0 | 0 | 0 | 0 | 0 | 0 | 0 | 25 | 25 | 0 | 0 | 0 | 0 | 0 | 0 | 0 | 0 | 0 | 0 | 0 | 0 | 0 | 0 | 0 | 0 | 0 | 0 | 0 | 0 | 0 | 0 | 0 | 0 | 0 | 10 | 30 | 0% | 0% | 0% | 0% | 0% | 0% | 0% | 14.47% | 14.47% | SOUT SOLAR PV 2035
| 87 | ASHA SOLAR PV WITH STORAGE 2026 | Ashanti Group | Sun + storage | Solar PV + Storage | 0 | 0 | 0 | 0 | 0 | 0 | 0 | 0 | 0 | 0 | 0 | 0 | 0 | 0 | 0 | 12.675 | 12.675 | 12.675 | 0 | 0 | 0 | 0 | 0 | 0 | 28 | 28 | 28 | 0 | 0 | 0 | 0 | 0 | 0 | 0 | 0 | 0 | 0 | 0 | 0 | 0 | 0 | 0 | 0 | 0 | 0 | 0 | 0 | 0 | 0 | 0 | 0 | 10 | 10 | 10 | 0% | 0% | 0% | 0% | 0% | 0% | 14.47% | 14.47% | 14.47% | ASHA SOLAR PV WITH STORAGE 2026
| 88 | ASHA SOLAR PV WITH STORAGE 2035 | Ashanti Group | Sun + storage | Solar PV + Storage | 0 | 0 | 0 | 0 | 0 | 0 | 0 | 0 | 0 | 0 | 0 | 0 | 0 | 0 | 0 | 0 | 0 | 31.6876 | 0 | 0 | 0 | 0 | 0 | 0 | 0 | 0 | 28 | 0 | 0 | 0 | 0 | 0 | 0 | 0 | 0 | 0 | 0 | 0 | 0 | 0 | 0 | 0 | 0 | 0 | 0 | 0 | 0 | 0 | 0 | 0 | 0 | 0 | 0 | 25 | 0% | 0% | 0% | 0% | 0% | 0% | 0% | 0% | 14.47% | ASHA SOLAR PV WITH STORAGE 2035
| 90 | SOUT SOLAR PV WITH STORAGE 2026 | SouthWest Ghana Group | Sun + storage | Solar PV + Storage | 0 | 0 | 0 | 0 | 0 | 0 | 0 | 0 | 0 | 0 | 0 | 0 | 0 | 0 | 0 | 6.3375 | 6.3375 | 6.3375 | 0 | 0 | 0 | 0 | 0 | 0 | 28 | 28 | 28 | 0 | 0 | 0 | 0 | 0 | 0 | 0 | 0 | 0 | 0 | 0 | 0 | 0 | 0 | 0 | 0 | 0 | 0 | 0 | 0 | 0 | 0 | 0 | 0 | 5 | 5 | 5 | 0% | 0% | 0% | 0% | 0% | 0% | 14.47% | 14.47% | 14.47% | SOUT SOLAR PV WITH STORAGE 2026
| 93 | NORT SOLAR PV WITH STORAGE 2026 | Northern Ghana Group | Sun + storage | Solar PV + Storage | 0 | 0 | 0 | 0 | 0 | 0 | 0 | 0 | 0 | 0 | 0 | 0 | 0 | 0 | 0 | 63.3752 | 63.3752 | 63.3752 | 0 | 0 | 0 | 0 | 0 | 0 | 28 | 28 | 28 | 0 | 0 | 0 | 0 | 0 | 0 | 0 | 0 | 0 | 0 | 0 | 0 | 0 | 0 | 0 | 0 | 0 | 0 | 0 | 0 | 0 | 0 | 0 | 0 | 50 | 50 | 50 | 0% | 0% | 0% | 0% | 0% | 0% | 14.47% | 14.47% | 14.47% | NORT SOLAR PV WITH STORAGE 2026
| 94 | NORT SOLAR PV WITH STORAGE 2035 | Northern Ghana Group | Sun + storage | Solar PV + Storage | 0 | 0 | 0 | 0 | 0 | 0 | 0 | 0 | 0 | 0 | 0 | 0 | 0 | 0 | 0 | 0 | 0 | 158.4381 | 0 | 0 | 0 | 0 | 0 | 0 | 0 | 0 | 28 | 0 | 0 | 0 | 0 | 0 | 0 | 0 | 0 | 0 | 0 | 0 | 0 | 0 | 0 | 0 | 0 | 0 | 0 | 0 | 0 | 0 | 0 | 0 | 0 | 0 | 0 | 125 | 0% | 0% | 0% | 0% | 0% | 0% | 0% | 0% | 14.47% | NORT SOLAR PV WITH STORAGE 2035
| 96 | SOUT SOLAR PV WITH STORAGE 2026 | SouthEast Ghana Group | Sun + storage | Solar PV + Storage | 0 | 0 | 0 | 0 | 0 | 0 | 0 | 0 | 0 | 0 | 0 | 0 | 0 | 0 | 0 | 95.0629 | 95.0629 | 95.0629 | 0 | 0 | 0 | 0 | 0 | 0 | 28 | 28 | 28 | 0 | 0 | 0 | 0 | 0 | 0 | 0 | 0 | 0 | 0 | 0 | 0 | 0 | 0 | 0 | 0 | 0 | 0 | 0 | 0 | 0 | 0 | 0 | 0 | 75 | 75 | 75 | 0% | 0% | 0% | 0% | 0% | 0% | 14.47% | 14.47% | 14.47% | SOUT SOLAR PV WITH STORAGE 2026
| 99 | SOUT SOLAR PV WITH STORAGE 2026 | SouthWest Ghana Group | Sun + storage | Solar PV + Storage | 0 | 0 | 0 | 0 | 0 | 0 | 0 | 0 | 0 | 0 | 0 | 0 | 0 | 0 | 0 | 50.7002 | 50.7002 | 50.7002 | 0 | 0 | 0 | 0 | 0 | 0 | 28 | 28 | 28 | 0 | 0 | 0 | 0 | 0 | 0 | 0 | 0 | 0 | 0 | 0 | 0 | 0 | 0 | 0 | 0 | 0 | 0 | 0 | 0 | 0 | 0 | 0 | 0 | 40 | 40 | 40 | 0% | 0% | 0% | 0% | 0% | 0% | 14.47% | 14.47% | 14.47% | SOUT SOLAR PV WITH STORAGE 2026
| 102 | SOUT SOLAR PV WITH STORAGE 2026 | SouthEast Ghana Group | Sun + storage | Solar PV + Storage | 0 | 0 | 0 | 0 | 0 | 0 | 0 | 0 | 0 | 0 | 0 | 0 | 0 | 0 | 0 | 6.3375 | 6.3375 | 6.3375 | 0 | 0 | 0 | 0 | 0 | 0 | 28 | 28 | 28 | 0 | 0 | 0 | 0 | 0 | 0 | 0 | 0 | 0 | 0 | 0 | 0 | 0 | 0 | 0 | 0 | 0 | 0 | 0 | 0 | 0 | 0 | 0 | 0 | 5 | 5 | 5 | 0% | 0% | 0% | 0% | 0% | 0% | 14.47% | 14.47% | 14.47% | SOUT SOLAR PV WITH STORAGE 2026
| 104 | SOUT WIND TURBINE 2020 | SouthEast Ghana Group | Wind | Wind | 0 | 0 | 0 | 0 | 0 | 0 | 0 | 0 | 0 | 0 | 0 | 0 | 175.1525 | 350.305 | 525.4575 | 525.4575 | 525.4575 | 525.4575 | 0 | 0 | 0 | 46.71 | 46.71 | 46.71 | 46.71 | 46.71 | 46.71 | 0 | 0 | 0 | 0 | 0 | 0 | 0 | 0 | 0 | 0 | 0 | 0 | 0 | 0 | 0 | 0 | 0 | 0 | 0 | 0 | 0 | 75 | 150 | 225 | 225 | 225 | 225 | 0% | 0% | 0% | 26.66% | 26.66% | 26.66% | 26.66% | 26.66% | 26.66% | SOUT WIND TURBINE 2020
| 105 | SOUT WIND TURBINE 2026 | SouthEast Ghana Group | Wind | Wind | 0 | 0 | 0 | 0 | 0 | 0 | 0 | 0 | 0 | 0 | 0 | 0 | 0 | 0 | 175.1525 | 408.6892 | 525.4575 | 525.4575 | 0 | 0 | 0 | 0 | 0 | 46.71 | 46.71 | 46.71 | 46.71 | 0 | 0 | 0 | 0 | 0 | 0 | 0 | 0 | 0 | 0 | 0 | 0 | 0 | 0 | 0 | 0 | 0 | 0 | 0 | 0 | 0 | 0 | 0 | 75 | 175 | 225 | 225 | 0% | 0% | 0% | 0% | 0% | 26.66% | 26.66% | 26.66% | 26.66% | SOUT WIND TURBINE 2026
| 106 | SOUT WIND TURBINE 2035 | SouthEast Ghana Group | Wind | Wind | 0 | 0 | 0 | 0 | 0 | 0 | 0 | 0 | 0 | 0 | 0 | 0 | 0 | 0 | 0 | 0 | 233.5367 | 233.5367 | 0 | 0 | 0 | 0 | 0 | 0 | 0 | 47 | 47 | 0 | 0 | 0 | 0 | 0 | 0 | 0 | 0 | 0 | 0 | 0 | 0 | 0 | 0 | 0 | 0 | 0 | 0 | 0 | 0 | 0 | 0 | 0 | 0 | 0 | 100 | 100 | 0% | 0% | 0% | 0% | 0% | 0% | 0% | 26.66% | 26.66% | SOUT WIND TURBINE 2035
[6 empty] | 0 | 0 | 0 | 0 | 0 | 0 | 0 |  |  | 0 | 0 | 0 | 0 | 0 | 0 | 0 |  |  | 0 | 0 | 0 | 0 | 0 | 0 | 0 |  |  | 0 | 0 | 0 | 0 | 0 | 0 | 0 |  |  | 0 | 0 | 0 | 0 | 0 | 0 | 0 |  |  | 0 | 0 | 0 | 0 | 0 | 0 | 0 |  |  | 0 | 0 | 0 | 0 | 0 | 0 | 0

## LowFuelPrice
Back to Contents
|  | Plant Name |  |  |  | FUEL CONSUMPTION | [8 empty] | GENERATION | [8 empty] | FOM (USD/kW-yr | [8 empty] | VOM (USD/MWh) | [8 empty] | Fuel Cost (USD/MWh) | [8 empty] | Available Capacity | [8 empty] | Capacity Factors
| UnitID |  | Model Region | Fuel Type | Capacity Type | 2017 | 2018 | 2019 | 2020 | 2023 | 2026 | 2030 | 2035 | 2040 | 2017 | 2018 | 2019 | 2020 | 2023 | 2026 | 2030 | 2035 | 2040 | 2017 | 2018 | 2019 | 2020 | 2023 | 2026 | 2030 | 2035 | 2040 | 2017 | 2018 | 2019 | 2020 | 2023 | 2026 | 2030 | 2035 | 2040 | 2017 | 2018 | 2019 | 2020 | 2023 | 2026 | 2030 | 2035 | 2040 | 2017 | 2018 | 2019 | 2020 | 2023 | 2026 | 2030 | 2035 | 2040 | 2017 | 2018 | 2019 | 2020 | 2023 | 2026 | 2030 | 2035 | 2040
| 1 | CENIT | SouthEast Ghana Group | Oil | Oil Combustion | 0 | 0 | 0 | 0 | 0 | 0 | 0 | 0 | 0 | 0 | 0 | 0 | 0 | 0 | 0 | 0 | 0 | 0 | 11.83 | 11.83 | 11.83 | 11.83 | 11.83 | 11.83 | 11.83 | 0 | 0 | 0 | 0 | 0 | 0 | 0 | 0 | 0 | 0 | 0 | 0 | 0 | 0 | 0 | 0 | 0 | 0 | 0 | 0 | 100 | 100 | 100 | 100 | 100 | 100 | 100 |  |  | 0% | 0% | 0% | 0% | 0% | 0% | 0% |  |  | CENIT
| 2 | Trojan 2B | SouthEast Ghana Group | Oil | Oil Combustion | 0.26958 | 0 | 0 | 0 | 0 | 0 | 0 | 0 | 0 | 31.941 | 0 | 0 | 0 | 0 | 0 | 0 | 0 | 0 | 34 | 34 | 34 | 34 | 0 | 0 | 0 | 0 | 0 | 5.5 | 0 | 0 | 0 | 0 | 0 | 0 | 0 | 0 | 65.5063 | 0 | 0 | 0 | 0 | 0 | 0 | 0 | 0 | 16.25 | 16.25 | 16.25 | 16.25 | [5 empty] | 22.44% | 0% | 0% | 0% | [5 empty] | Trojan 2B
| 3 | Trojan 2A | Ashanti Group | Oil | Oil Combustion | 0.26958 | 0 | 0 | 0 | 0 | 0 | 0 | 0 | 0 | 31.941 | 0 | 0 | 0 | 0 | 0 | 0 | 0 | 0 | 34 | 34 | 34 | 34 | 0 | 0 | 0 | 0 | 0 | 5.5 | 0 | 0 | 0 | 0 | 0 | 0 | 0 | 0 | 76.3302 | 0 | 0 | 0 | 0 | 0 | 0 | 0 | 0 | 16.25 | 16.25 | 16.25 | 16.25 | [5 empty] | 22.44% | 0% | 0% | 0% | [5 empty] | Trojan 2A
| 4 | GP Tarkwa Plant | SouthWest Ghana Group | Oil | Oil Combustion | 0 | 0 | 0 | 0 | 0 | 0 | 0 | 0 | 0 | 0 | 0 | 0 | 0 | 0 | 0 | 0 | 0 | 0 | 17.5 | 17.5 | 17.5 | 17.5 | 17.5 | 17.5 | 17.5 | 17.5 | 17.5 | 0 | 0 | 0 | 0 | 0 | 0 | 0 | 0 | 0 | 0 | 0 | 0 | 0 | 0 | 0 | 0 | 0 | 0 | 33 | 33 | 33 | 33 | 33 | 33 | 33 | 33 | 33 | 0% | 0% | 0% | 0% | 0% | 0% | 0% | 0% | 0% | GP Tarkwa Plant
| 5 | GP Chirano Plant | SouthWest Ghana Group | Oil | Oil Combustion | 0 | 0 | 0 | 0 | 0 | 0 | 0 | 0 | 0 | 0 | 0 | 0 | 0 | 0 | 0 | 0 | 0 | 0 | 17.5 | 17.5 | 17.5 | 17.5 | 17.5 | 17.5 | 17.5 | 17.5 | 17.5 | 0 | 0 | 0 | 0 | 0 | 0 | 0 | 0 | 0 | 0 | 0 | 0 | 0 | 0 | 0 | 0 | 0 | 0 | 30 | 30 | 30 | 30 | 30 | 30 | 30 | 30 | 30 | 0% | 0% | 0% | 0% | 0% | 0% | 0% | 0% | 0% | GP Chirano Plant
| 6 | GP Darmang Plant | SouthWest Ghana Group | Oil | Oil Combustion | 0 | 0 | 0 | 0 | 0 | 0 | 0 | 0 | 0 | 0 | 0 | 0 | 0 | 0 | 0 | 0 | 0 | 0 | 17.5 | 17.5 | 17.5 | 17.5 | 17.5 | 17.5 | 17.5 | 17.5 | 17.5 | 0 | 0 | 0 | 0 | 0 | 0 | 0 | 0 | 0 | 0 | 0 | 0 | 0 | 0 | 0 | 0 | 0 | 0 | 25.5 | 25.5 | 25.5 | 25.5 | 25.5 | 25.5 | 25.5 | 25.5 | 25.5 | 0% | 0% | 0% | 0% | 0% | 0% | 0% | 0% | 0% | GP Darmang Plant
| 7 | SAPP 2 | SouthEast Ghana Group | Oil/Gas | Oil/Gas Combined Cycle | 9.6772 | 20.0943 | 14.6193 | 7.7484 | 23.5117 | 23.5117 | 23.5117 | 23.5117 | 23.5117 | 1240.6689 | 2576.1983 | 1874.2695 | 993.3856 | 3014.316 | 3014.3157 | 3014.316 | 3014.316 | 3014.316 | 16 | 16 | 16 | 16 | 16 | 16 | 16 | 16 | 16 | 3.5 | 3.5 | 3.5 | 3.5 | 3.5 | 3.5 | 3.5 | 3.5 | 3.5 | 61.329 | 46.8512 | 49.2913 | 49.1652 | 40.3397 | 43.0168 | 45.7599 | 52.8132 | 56.1634 | 370 | 370 | 370 | 370 | 370 | 370 | 370 | 370 | 370 | 38.28% | 79.48% | 57.83% | 30.65% | 93% | 93% | 93% | 93% | 93% | SAPP 2
| 8 | Cenpower | SouthEast Ghana Group | Oil/Gas | Oil/Gas Combined Cycle | 0 | 0.10607 | 4.189 | 0 | 21.6884 | 21.6884 | 21.6884 | 21.6884 | 20.6444 | 0 | 13.5469 | 534.9885 | 0 | 2769.912 | 2769.912 | 2769.9118 | 2769.912 | 2636.5756 | 0 | 16 | 16 | 16 | 16 | 16 | 16 | 16 | 16 | 0 | 3.5 | 3.5 | 0 | 3.5 | 3.5 | 3.5 | 3.5 | 3.5 | 0 | 47.0314 | 49.4809 | 0 | 43.5131 | 46.2439 | 45.9971 | 53.0163 | 56.4016 |  | 340 | 340 | 340 | 340 | 340 | 340 | 340 | 340 |  | 0.4548% | 17.96% | 0% | 93% | 93% | 93% | 93% | 88.52% | Cenpower
| 9 | KarpowerShip 1 | SouthEast Ghana Group | Oil/Gas | Oil/Gas Combined Cycle | 14.837 | 0 | 0 | 0 | 0 | 0 | 0 | 0 | 0 | 1942.0128 | 0 | 0 | 0 | 0 | 0 | 0 | 0 | 0 | 177.828 | 0 | 0 | 0 | 0 | 0 | 0 | 0 | 0 | 3.5 | 0 | 0 | 0 | 0 | 0 | 0 | 0 | 0 | 47.4466 | 0 | 0 | 0 | 0 | 0 | 0 | 0 | 0 | 247 | [8 empty] | 89.75% | [8 empty] | KarpowerShip 1
| 10 | AKSA | SouthEast Ghana Group | Oil/Gas | Oil/Gas Combined Cycle | 10.1595 | 0 | 5.0635 | 0 | 13.7173 | 3.3181 | 1.1868 | 4.0386 | 12.4423 | 1195.236 | 0 | 595.7018 | 0 | 1613.8053 | 390.3668 | 139.6291 | 475.1314 | 1463.8046 | 16 | 16 | 16 | 16 | 16 | 16 | 16 | 16 | 16 | 3.5 | 0 | 3.5 | 0 | 3.5 | 3.5 | 3.5 | 3.5 | 3.5 | 52.7874 | 0 | 53.7149 | 0 | 45.4131 | 46.3549 | 49.3639 | 57.2792 | 61.2511 | 250 | 375 | 375 | 375 | 375 | 375 | 375 | 375 | 375 | 54.58% | 0% | 18.13% | 0% | 49.13% | 11.88% | 4.251% | 14.46% | 44.56% | AKSA
| 11 | TAPCO (T1) | SouthWest Ghana Group | Oil/Gas | Oil/Gas Combined Cycle | 11.645 | 17.1872 | 0 | 17.1872 | 17.1872 | 17.1872 | 16.9839 | 16.5942 | 0.7953 | 1496.2085 | 2208.3 | 0 | 2208.3002 | 2208.3 | 2208.3 | 2182.1851 | 2132.1102 | 102.1847 | 18.7 | 18.7 | 18.7 | 18.7 | 18.7 | 18.7 | 18.7 | 18.7 | 18.7 | 5 | 5 | 0 | 5 | 5 | 5 | 5 | 5 | 5 | 57.3562 | 46.7491 | 0 | 49.058 | 45.714 | 46.7932 | 47.4531 | 47.0081 | 45.9769 | 305 | 305 | 305 | 305 | 305 | 305 | 305 | 305 | 305 | 56% | 82.65% | 0% | 82.65% | 82.65% | 82.65% | 81.67% | 79.8% | 3.825% | TAPCO (T1)
| 12 | TICO (T2) | SouthWest Ghana Group | Oil/Gas | Oil/Gas Combined Cycle | 17.7346 | 17.7346 | 9.5854 | 17.7346 | 17.7346 | 17.7346 | 17.7346 | 17.7346 | 5.3441 | 2382.7199 | 2382.72 | 1287.8386 | 2382.72 | 2382.72 | 2382.72 | 2382.72 | 2382.72 | 718.0042 | 30.94 | 30.94 | 30.94 | 30.94 | 30.94 | 30.94 | 30.94 | 30.94 | 30.94 | 4.9 | 4.9 | 4.9 | 4.9 | 4.9 | 4.9 | 4.9 | 4.9 | 4.9 | 54.7933 | 44.7069 | 47.0353 | 46.9149 | 43.717 | 44.749 | 45.3801 | 44.9546 | 43.9684 | 320 | 320 | 320 | 320 | 320 | 320 | 320 | 320 | 320 | 85% | 85% | 45.94% | 85% | 85% | 85% | 85% | 85% | 25.61% | TICO (T2)
| 13 | Amandi | SouthWest Ghana Group | Oil/Gas | Oil/Gas Combined Cycle | 0 | 0 | 8.0946 | 0 | 12.0103 | 10.6665 | 7.9721 | 8.4135 | 0.17727 | 0 | 0 | 987.1488 | 0 | 1464.6723 | 1300.7982 | 972.2046 | 1026.0379 | 21.6181 | 0 | 0 | 30.94 | 30.94 | 30.94 | 30.94 | 30.94 | 30.94 | 30.94 | 0 | 0 | 4.9 | 0 | 4.9 | 4.9 | 4.9 | 4.9 | 4.9 | 0 | 0 | 51.8191 | 0 | 48.1632 | 49.3003 | 49.9956 | 49.5267 | 48.4402 |  |  | 190 | 190 | 190 | 190 | 190 | 190 | 190 |  |  | 59.31% | 0% | 88% | 78.15% | 58.41% | 61.65% | 1.299% | Amandi
| 14 | KarpowerShip 2 | SouthWest Ghana Group | Oil/Gas | Oil/Gas Combined Cycle | 0 | 27.671 | 31.8841 | 30.5313 | 0 | 0 | 0 | 0 | 0 | 0 | 3250.0567 | 3744.9 | 3586.0084 | 0 | 0 | 0 | 0 | 0 | 0 | 177.828 | 177.828 | 177.828 | 177.828 | 0 | 0 | 0 | 0 | 0 | 3.5 | 3.5 | 3.5 | 0 | 0 | 0 | 0 | 0 | 0 | 49.7238 | 53.8034 | 53.6657 | 0 | 0 | 0 | 0 | 0 |  | 450 | 450 | 450 | 450 | [5 empty] | 82.45% | 95% | 90.97% | 0% |  |  |  |  | KarpowerShip 2
| 15 | Early Power | SouthEast Ghana Group | Oil/Gas | Oil/Gas Combustion | 0 | 0 | 5.8607 | 23.0656 | 23.0656 | 23.0656 | 23.0656 | 23.0656 | 23.0656 | 0 | 0 | 781.4325 | 3075.417 | 3075.417 | 3075.417 | 3075.417 | 3075.417 | 3075.417 | 0 | 0 | 16 | 16 | 16 | 16 | 16 | 16 | 16 | 0 | 0 | 3.5 | 3.5 | 3.5 | 3.5 | 3.5 | 3.5 | 3.5 | 0 | 0 | 47.3955 | 47.2742 | 42.6062 | 40.7025 | 44.007 | 50.7819 | 53.9896 |  |  | 377.5 | 377.5 | 377.5 | 377.5 | 377.5 | 377.5 | 377.5 |  |  | 23.63% | 93% | 93% | 93% | 93% | 93% | 93% | Early Power
| 16 | TT1PP | SouthEast Ghana Group | Oil/Gas | Oil/Gas Combustion | 0 | 0 | 0 | 0 | 0 | 0 | 0 | 0 | 0 | 0 | 0 | 0 | 0 | 0 | 0 | 0 | 0 | 0 | 14.3 | 14.3 | 14.3 | 14.3 | 14.3 | 14.3 | 14.3 | 14.3 | 14.3 | 0 | 0 | 0 | 0 | 0 | 0 | 0 | 0 | 0 | 0 | 0 | 0 | 0 | 0 | 0 | 0 | 0 | 0 | 100 | 100 | 100 | 100 | 100 | 100 | 100 | 100 | 100 | 0% | 0% | 0% | 0% | 0% | 0% | 0% | 0% | 0% | TT1PP
| 17 | KTPP | SouthEast Ghana Group | Oil/Gas | Oil/Gas Combustion | 0.31622 | 0 | 2.1617 | 0 | 0 | 0 | 0 | 0 | 0 | 29.0114 | 0 | 198.3233 | 0 | 0 | 0 | 0 | 0 | 0 | 12.3 | 12.3 | 12.3 | 12.3 | 12.3 | 12.3 | 12.3 | 12.3 | 12.3 | 3.5 | 0 | 3.5 | 0 | 0 | 0 | 0 | 0 | 0 | 84.5994 | 0 | 68.8815 | 0 | 0 | 0 | 0 | 0 | 0 | 200 | 200 | 200 | 200 | 200 | 200 | 200 | 200 | 200 | 1.656% | 0% | 11.32% | 0% | 0% | 0% | 0% | 0% | 0% | KTPP
| 18 | Trojan 1 | SouthEast Ghana Group | Oil/Gas | Oil/Gas Combustion | 0.41408 | 0 | 0 | 0 | 0 | 0 | 0 | 0 | 0 | 49.0614 | 0 | 0 | 0 | 0 | 0 | 0 | 0 | 0 | 34 | 34 | 34 | 34 | 0 | 0 | 0 | 0 | 0 | 5.5 | 0 | 0 | 0 | 0 | 0 | 0 | 0 | 0 | 65.5063 | 0 | 0 | 0 | 0 | 0 | 0 | 0 | 0 | 24.96 | 24.96 | 24.96 | 24.96 | [5 empty] | 22.44% | 0% | 0% | 0% | [5 empty] | Trojan 1
| 19 | MRP | SouthEast Ghana Group | Oil/Gas | Oil/Gas Combustion | 0 | 0 | 0 | 0 | 0 | 0 | 0 | 0 | 0 | 0 | 0 | 0 | 0 | 0 | 0 | 0 | 0 | 0 | 12.5737 | 12.5737 | 12.5737 | 12.5737 | 12.5737 | 12.5737 | 12.5737 | 12.5737 | 12.5737 | 0 | 0 | 0 | 0 | 0 | 0 | 0 | 0 | 0 | 0 | 0 | 0 | 0 | 0 | 0 | 0 | 0 | 0 | 70 | 70 | 70 | 70 | 70 | 70 | 70 | 70 | 70 | 0% | 0% | 0% | 0% | 0% | 0% | 0% | 0% | 0% | MRP
| 20 | Safisana | SouthEast Ghana Group | Biogas | Biogas | 0.010052 | 0 | 0.010052 | 0 | 0.010052 | 0.010052 | 0.010052 | 0.010052 | 0.010052 | 0.7446 | 0 | 0.7446 | 0 | 0.7446 | 0.7446 | 0.7446 | 0.7446 | 0.7446 | 35 | 35 | 35 | 35 | 35 | 35 | 35 | 35 | 35 | 4.2 | 0 | 4.2 | 0 | 4.2 | 4.2 | 4.2 | 4.2 | 4.2 | 40.5 | 0 | 40.5 | 0 | 40.5 | 40.5 | 40.5 | 40.5 | 40.5 | 0.1 | 0.1 | 0.1 | 0.1 | 0.1 | 0.1 | 0.1 | 0.1 | 0.1 | 85% | 0% | 85% | 0% | 85% | 85% | 85% | 85% | 85% | Safisana
| 21 | TT2PP | SouthEast Ghana Group | Gas | Gas Combustion Turbine | 0.5098 | 0 | 0 | 0 | 0 | 0 | 0 | 0.0072037 | 0.00090551 | 52.4484 | 0 | 0 | 0 | 0 | 0 | 0 | 0.74113 | 0.09316 | 12.1007 | 12.1007 | 12.1007 | 12.1007 | 12.1007 | 12.1007 | 12.1007 | 12.1007 | 12.1007 | 4.5 | 0 | 0 | 0 | 0 | 0 | 0 | 4.5 | 4.5 | 79.8984 | 0 | 0 | 0 | 0 | 0 | 0 | 58.7073 | 69.9705 | 45 | 45 | 45 | 45 | 45 | 45 | 45 | 45 | 45 | 13.31% | 0% | 0% | 0% | 0% | 0% | 0% | 0.188% | 0.02363% | TT2PP
| 22 | SAPP 1 | SouthEast Ghana Group | Gas | Gas Combustion Turbine | 3.0298 | 0 | 0 | 0 | 0 | 0 | 0 | 0.1386 | 0.045935 | 324.7329 | 0 | 0 | 0 | 0 | 0 | 0 | 14.8548 | 4.9234 | 11.83 | 11.83 | 11.83 | 11.83 | 11.83 | 11.83 | 11.83 | 11.83 | 11.83 | 4.5 | 0 | 0 | 0 | 0 | 0 | 0 | 4.5 | 4.5 | 76.6926 | 0 | 0 | 0 | 0 | 0 | 0 | 56.3518 | 67.1631 | 180 | 180 | 180 | 180 | 180 | 180 | 180 | 180 | 180 | 20.59% | 0% | 0% | 0% | 0% | 0% | 0% | 0.9421% | 0.3122% | SAPP 1
| 23 | Trojan 3 | SouthEast Ghana Group | Gas | Gas Combustion Turbine | 0 | 0 | 0 | 0 | 0 | 0 | 0 | 0 | 0 | 0 | 0 | 0 | 0 | 0 | 0 | 0 | 0 | 0 | 0 | 34 | 34 | 34 | 0 | 0 | 0 | 0 | 0 | 0 | 0 | 0 | 0 | 0 | 0 | 0 | 0 | 0 | 0 | 0 | 0 | 0 | 0 | 0 | 0 | 0 | 0 |  | 49.92 | 49.92 | 49.92 | [6 empty] | 0% | 0% | 0% | [5 empty] | Trojan 3
| 24 | Ameri_2016 | SouthWest Ghana Group | Gas | Gas Combustion Turbine | 0.42075 | 0 | 18.427 | 0 | 0 | 0 | 0 | 0 | 0 | 41.4044 | 0 | 1813.32 | 0 | 0 | 0 | 0 | 0 | 0 | 14.54 | 14.54 | 14.54 | 14.54 | 0 | 0 | 0 | 0 | 0 | 5 | 0 | 5 | 0 | 0 | 0 | 0 | 0 | 0 | 74.9854 | 0 | 64.2178 | 0 | 0 | 0 | 0 | 0 | 0 | 230 | 230 | 230 | 230 | [5 empty] | 2.055% | 0% | 90% | 0% | [5 empty] | Ameri_2016
| 25 | Ameri_2021 | SouthWest Ghana Group | Gas | Gas Combustion Turbine | 0 | 0 | 0 | 0 | 0 | 0 | 0 | 0.0018786 | 0 | 0 | 0 | 0 | 0 | 0 | 0 | 0 | 0.18487 | 0 | 0 | 0 | 0 | 0 | 14.54 | 14.54 | 14.54 | 14.54 | 14.54 | 0 | 0 | 0 | 0 | 0 | 0 | 0 | 4.17 | 0 | 0 | 0 | 0 | 0 | 0 | 0 | 0 | 61.3769 | 0 |  |  |  |  | 230 | 230 | 230 | 230 | 230 |  |  |  |  | 0% | 0% | 0% | 0.009175% | 0% | Ameri_2021
| 26 | Bui | Northern Ghana Group | Water | Hydro | 0 | 0 | 0 | 0 | 0 | 0 | 0 | 0 | 0 | 669.5865 | 669.5863 | 669.586 | 669.5864 | 669.5867 | 669.5862 | 669.5862 | 669.5866 | 669.5865 | 27.74 | 27.74 | 27.74 | 27.74 | 27.74 | 27.74 | 27.74 | 27.74 | 27.74 | 1.63 | 1.63 | 1.63 | 1.63 | 1.63 | 1.63 | 1.63 | 1.63 | 1.63 | 0 | 0 | 0 | 0 | 0 | 0 | 0 | 0 | 0 | 330 | 330 | 330 | 330 | 330 | 330 | 330 | 330 | 330 | 23.16% | 23.16% | 23.16% | 23.16% | 23.16% | 23.16% | 23.16% | 23.16% | 23.16% | Bui
| 27 | Akosombo | SouthEast Ghana Group | Water | Hydro | 0 | 0 | 0 | 0 | 0 | 0 | 0 | 0 | 0 | 3681.6892 | 3681.6882 | 4016.3888 | 4016.388 | 4434.7615 | 4434.7624 | 4434.7631 | 4434.7617 | 4434.7617 | 9.16 | 9.16 | 9.16 | 9.16 | 9.16 | 9.16 | 9.16 | 9.16 | 9.16 | 0.98 | 0.98 | 0.98 | 0.98 | 0.98 | 0.98 | 0.98 | 0.98 | 0.98 | 0 | 0 | 0 | 0 | 0 | 0 | 0 | 0 | 0 | 900 | 900 | 900 | 900 | 900 | 900 | 900 | 900 | 900 | 46.7% | 46.7% | 50.94% | 50.94% | 56.25% | 56.25% | 56.25% | 56.25% | 56.25% | Akosombo
| 28 | Kpong | SouthEast Ghana Group | Water | Hydro | 0 | 0 | 0 | 0 | 0 | 0 | 0 | 0 | 0 | 722.7074 | 722.7074 | 788.408 | 788.4082 | 870.5339 | 870.5339 | 870.534 | 870.5339 | 870.534 | 9.16 | 9.16 | 9.16 | 9.16 | 9.16 | 9.16 | 9.16 | 9.16 | 9.16 | 0.98 | 0.98 | 0.98 | 0.98 | 0.98 | 0.98 | 0.98 | 0.98 | 0.98 | 0 | 0 | 0 | 0 | 0 | 0 | 0 | 0 | 0 | 140 | 140 | 140 | 140 | 140 | 140 | 140 | 140 | 140 | 58.93% | 58.93% | 64.29% | 64.29% | 70.98% | 70.98% | 70.98% | 70.98% | 70.98% | Kpong
| 29 | Cote d'Ivoire Dummy | Cote d'Ivoire | Water | Hydro | 0 | 0 | 0 | 0 | 0 | 0 | 0 | 0 | 0 | 814.6801 | 814.6799 | 10 | 743.276 | 814.6799 | 814.68 | 814.6802 | 814.6803 | 814.6796 | 0 | 0 | 0 | 0 | 0 | 0 | 0 | 0 | 0 | 10 | 10 | 10 | 10 | 10 | 10 | 10 | 10 | 10 | 0 | 0 | 0 | 0 | 0 | 0 | 0 | 0 | 0 | 150 | 150 | 150 | 150 | 150 | 150 | 150 | 150 | 150 | 62% | 62% | 0.761% | 56.57% | 62% | 62% | 62% | 62% | 62% | Cote d'Ivoire Dummy
| 30 | Burkina Dummy | Burkina Group | Water | Hydro | 0 | 0 | 0 | 0 | 0 | 0 | 0 | 0 | 0 | 0.438 | 0.438 | 0.438 | 0.438 | 4.818 | 4.818 | 4.818 | 4.818 | 4.818 | 0 | 0 | 0 | 0 | 0 | 0 | 0 | 0 | 0 | 10 | 10 | 10 | 10 | 10 | 10 | 10 | 10 | 10 | 0 | 0 | 0 | 0 | 0 | 0 | 0 | 0 | 0 | 10 | 10 | 10 | 10 | 110 | 110 | 110 | 110 | 110 | 0.5% | 0.5% | 0.5% | 0.5% | 0.5% | 0.5% | 0.5% | 0.5% | 0.5% | Burkina Dummy
| 31 | VRA Solar | Northern Ghana Group | Sun | Solar PV | 0 | 0 | 0 | 0 | 0 | 0 | 0 | 0 | 0 | 2.7132 | 2.7132 | 2.7132 | 2.7132 | 2.7132 | 2.7132 | 2.7132 | 2.7132 | 2.7132 | 0 | 0 | 0 | 0 | 0 | 0 | 0 | 0 | 0 | 0 | 0 | 0 | 0 | 0 | 0 | 0 | 0 | 0 | 0 | 0 | 0 | 0 | 0 | 0 | 0 | 0 | 0 | 1.8 | 1.8 | 1.8 | 1.8 | 1.8 | 1.8 | 1.8 | 1.8 | 1.8 | 17.21% | 17.21% | 17.21% | 17.21% | 17.21% | 17.21% | 17.21% | 17.21% | 17.21% | VRA Solar
| 32 | BXC Solar | SouthEast Ghana Group | Sun | Solar PV | 0 | 0 | 0 | 0 | 0 | 0 | 0 | 0 | 0 | 24.0159 | 24.0159 | 24.0159 | 24.0159 | 24.0159 | 24.0159 | 24.0159 | 24.0159 | 0 | 0 | 0 | 0 | 0 | 0 | 0 | 0 | 0 | 0 | 0 | 0 | 0 | 0 | 0 | 0 | 0 | 0 | 0 | 0 | 0 | 0 | 0 | 0 | 0 | 0 | 0 | 0 | 18 | 18 | 18 | 18 | 18 | 18 | 18 | 18 |  | 15.23% | 15.23% | 15.23% | 15.23% | 15.23% | 15.23% | 15.23% | 15.23% |  | BXC Solar
| 41 | SOUT COAL STEAM TURBINE 2026 | SouthWest Ghana Group | Coal | Coal Steam Turbine | 0 | 0 | 0 | 0 | 0 | 29.6939 | 65.6478 | 65.6478 | 65.6478 | 0 | 0 | 0 | 0 | 0 | 3374.3053 | 7459.981 | 7459.981 | 7459.981 | 0 | 0 | 0 | 0 | 0 | 65 | 65 | 65 | 65 | 0 | 0 | 0 | 0 | 0 | 6.034 | 6.034 | 6.034 | 6.034 | 0 | 0 | 0 | 0 | 0 | 27.6544 | 28.1164 | 29.3809 | 30.5557 | [5 empty] | 453.17 | 1001.878 | 1001.878 | 1001.878 | [5 empty] | 85% | 85% | 85% | 85% | SOUT COAL STEAM TURBINE 2026
| 43 | SOUT COMBINED CYCLE 2020 | SouthWest Ghana Group | Oil/Gas | Oil/Gas Combined Cycle | 0 | 0 | 0 | 0 | 0 | 0 | 0 | 0 | 30.652 | 0 | 0 | 0 | 0 | 0 | 0 | 0 | 0 | 4227.8579 | 0 | 0 | 0 | 0 | 0 | 0 | 0 | 0 | 15 | 0 | 0 | 0 | 0 | 0 | 0 | 0 | 0 | 3.48 | 0 | 0 | 0 | 0 | 0 | 0 | 0 | 0 | 57.265 | 0 | 0 | 0 | 0 | 0 | 0 | 0 | 0 | 536.259 | 0% | 0% | 0% | 0% | 0% | 0% | 0% | 0% | 90% | SOUT COMBINED CYCLE 2020
| 45 | SOUT COMBINED CYCLE 2019 | SouthEast Ghana Group | Oil/Gas | Oil/Gas Combined Cycle | 0 | 0 | 0 | 0 | 0 | 0 | 0 | 40.0915 | 91.2207 | 0 | 0 | 0 | 0 | 0 | 0 | 0 | 5529.8639 | 12582.1632 | 0 | 0 | 0 | 0 | 0 | 0 | 0 | 15 | 15 | 0 | 0 | 0 | 0 | 0 | 0 | 0 | 3.48 | 3.48 | 0 | 0 | 0 | 0 | 0 | 0 | 0 | 48.8474 | 52.19 | 0 | 0 | 0 | 0 | 0 | 0 | 0 | 701.403 | 1595.912 | 0% | 0% | 0% | 0% | 0% | 0% | 0% | 90% | 90% | SOUT COMBINED CYCLE 2019
| 52 | NORT HYDRO SMALL 2026 | Northern Ghana Group | Water | Hydro | 0 | 0 | 0 | 0 | 0 | 0 | 0 | 0 | 0 | 0 | 0 | 0 | 0 | 0 | 214.2471 | 214.2471 | 214.2471 | 214.2471 | 0 | 0 | 0 | 0 | 0 | 45 | 45 | 45 | 45 | 0 | 0 | 0 | 0 | 0 | 3 | 3 | 3 | 3 | 0 | 0 | 0 | 0 | 0 | 0 | 0 | 0 | 0 | [5 empty] | 57.5469 | 57.5469 | 57.5469 | 57.5469 | [5 empty] | 42.5% | 42.5% | 42.5% | 42.5% | NORT HYDRO SMALL 2026
| 54 | ASHA INTERRUPTIBLE 2016 | Ashanti Group | Interruptible | Interruptible | 0 | 0 | 0 | 0 | 0 | 0 | 0 | 0 | 0 | 0 | 0 | 0 | 0 | 0 | 0 | 0 | 0 | 0 | 0 | 0 | 0 | 0 | 0 | 0 | 0 | 0 | 0 | 0 | 0 | 0 | 0 | 0 | 0 | 0 | 0 | 0 | 0 | 0 | 0 | 0 | 0 | 0 | 0 | 0 | 0 | 129.301 | 217.102 | [7 empty] | 0% | 0% | [7 empty] | ASHA INTERRUPTIBLE 2016
| 63 | ASHA SOLAR PV 2020 | Ashanti Group | Sun | Solar PV | 0 | 0 | 0 | 0 | 0 | 0 | 0 | 0 | 0 | 0 | 0 | 0 | 6.3375 | 19.0126 | 19.0126 | 19.0126 | 19.0126 | 19.0126 | 0 | 0 | 0 | 24.8 | 24.8 | 24.8 | 24.8 | 24.8 | 24.8 | 0 | 0 | 0 | 0 | 0 | 0 | 0 | 0 | 0 | 0 | 0 | 0 | 0 | 0 | 0 | 0 | 0 | 0 | 0 | 0 | 0 | 5 | 15 | 15 | 15 | 15 | 15 | 0% | 0% | 0% | 14.47% | 14.47% | 14.47% | 14.47% | 14.47% | 14.47% | ASHA SOLAR PV 2020
| 64 | ASHA SOLAR PV 2026 | Ashanti Group | Sun | Solar PV | 0 | 0 | 0 | 0 | 0 | 0 | 0 | 0 | 0 | 0 | 0 | 0 | 0 | 0 | 12.6751 | 38.0252 | 50.7002 | 50.7002 | 0 | 0 | 0 | 0 | 0 | 24.8 | 24.8 | 24.8 | 24.8 | 0 | 0 | 0 | 0 | 0 | 0 | 0 | 0 | 0 | 0 | 0 | 0 | 0 | 0 | 0 | 0 | 0 | 0 | 0 | 0 | 0 | 0 | 0 | 10 | 30 | 40 | 40 | 0% | 0% | 0% | 0% | 0% | 14.47% | 14.47% | 14.47% | 14.47% | ASHA SOLAR PV 2026
| 65 | ASHA SOLAR PV 2035 | Ashanti Group | Sun | Solar PV | 0 | 0 | 0 | 0 | 0 | 0 | 0 | 0 | 0 | 0 | 0 | 0 | 0 | 0 | 0 | 0 | 12.6751 | 69.7128 | 0 | 0 | 0 | 0 | 0 | 0 | 0 | 25 | 25 | 0 | 0 | 0 | 0 | 0 | 0 | 0 | 0 | 0 | 0 | 0 | 0 | 0 | 0 | 0 | 0 | 0 | 0 | 0 | 0 | 0 | 0 | 0 | 0 | 0 | 10 | 55 | 0% | 0% | 0% | 0% | 0% | 0% | 0% | 14.47% | 14.47% | ASHA SOLAR PV 2035
| 66 | SOUT SOLAR PV 2020 | SouthWest Ghana Group | Sun | Solar PV | 0 | 0 | 0 | 0 | 0 | 0 | 0 | 0 | 0 | 0 | 0 | 0 | 0 | 12.6751 | 12.6751 | 12.6751 | 12.6751 | 12.6751 | 0 | 0 | 0 | 0 | 24.8 | 24.8 | 24.8 | 24.8 | 24.8 | 0 | 0 | 0 | 0 | 0 | 0 | 0 | 0 | 0 | 0 | 0 | 0 | 0 | 0 | 0 | 0 | 0 | 0 | 0 | 0 | 0 | 0 | 10 | 10 | 10 | 10 | 10 | 0% | 0% | 0% | 0% | 14.47% | 14.47% | 14.47% | 14.47% | 14.47% | SOUT SOLAR PV 2020
| 67 | SOUT SOLAR PV 2026 | SouthWest Ghana Group | Sun | Solar PV | 0 | 0 | 0 | 0 | 0 | 0 | 0 | 0 | 0 | 0 | 0 | 0 | 0 | 0 | 12.6751 | 25.3501 | 31.6876 | 31.6876 | 0 | 0 | 0 | 0 | 0 | 24.8 | 24.8 | 24.8 | 24.8 | 0 | 0 | 0 | 0 | 0 | 0 | 0 | 0 | 0 | 0 | 0 | 0 | 0 | 0 | 0 | 0 | 0 | 0 | [5 empty] | 10 | 20 | 25 | 25 | [5 empty] | 14.47% | 14.47% | 14.47% | 14.47% | SOUT SOLAR PV 2026
| 68 | SOUT SOLAR PV 2035 | SouthWest Ghana Group | Sun | Solar PV | 0 | 0 | 0 | 0 | 0 | 0 | 0 | 0 | 0 | 0 | 0 | 0 | 0 | 0 | 0 | 0 | 12.6751 | 57.0377 | 0 | 0 | 0 | 0 | 0 | 0 | 0 | 25 | 25 | 0 | 0 | 0 | 0 | 0 | 0 | 0 | 0 | 0 | 0 | 0 | 0 | 0 | 0 | 0 | 0 | 0 | 0 | 0 | 0 | 0 | 0 | 0 | 0 | 0 | 10 | 45 | 0% | 0% | 0% | 0% | 0% | 0% | 0% | 14.47% | 14.47% | SOUT SOLAR PV 2035
| 69 | NORT SOLAR PV 2018 | Northern Ghana Group | Sun | Solar PV | 0 | 0 | 0 | 0 | 0 | 0 | 0 | 0 | 0 | 0 | 0 | 67.5263 | 67.5263 | 67.5263 | 67.5263 | 67.5263 | 67.5263 | 67.5263 | 0 | 0 | 24.8 | 24.8 | 24.8 | 24.8 | 24.8 | 24.8 | 24.8 | 0 | 0 | 0 | 0 | 0 | 0 | 0 | 0 | 0 | 0 | 0 | 0 | 0 | 0 | 0 | 0 | 0 | 0 |  |  | 47.1565 | 47.1565 | 47.1565 | 47.1565 | 47.1565 | 47.1565 | 47.1565 |  |  | 16.35% | 16.35% | 16.35% | 16.35% | 16.35% | 16.35% | 16.35% | NORT SOLAR PV 2018
| 70 | NORT SOLAR PV 2020 | Northern Ghana Group | Sun | Solar PV | 0 | 0 | 0 | 0 | 0 | 0 | 0 | 0 | 0 | 0 | 0 | 0 | 71.598 | 214.7941 | 214.7941 | 214.7941 | 214.7941 | 214.7941 | 0 | 0 | 0 | 24.8 | 24.8 | 24.8 | 24.8 | 24.8 | 24.8 | 0 | 0 | 0 | 0 | 0 | 0 | 0 | 0 | 0 | 0 | 0 | 0 | 0 | 0 | 0 | 0 | 0 | 0 | 0 | 0 | 0 | 50 | 150 | 150 | 150 | 150 | 150 | 0% | 0% | 0% | 16.35% | 16.35% | 16.35% | 16.35% | 16.35% | 16.35% | NORT SOLAR PV 2020
| 71 | NORT SOLAR PV 2023 | Northern Ghana Group | Sun | Solar PV | 0 | 0 | 0 | 0 | 0 | 0 | 0 | 0 | 0 | 0 | 0 | 0 | 0 | 71.598 | 143.1961 | 143.1961 | 143.1961 | 143.1961 | 0 | 0 | 0 | 0 | 24.8 | 24.8 | 24.8 | 24.8 | 24.8 | 0 | 0 | 0 | 0 | 0 | 0 | 0 | 0 | 0 | 0 | 0 | 0 | 0 | 0 | 0 | 0 | 0 | 0 | 0 | 0 | 0 | 0 | 50 | 100 | 100 | 100 | 100 | 0% | 0% | 0% | 0% | 16.35% | 16.35% | 16.35% | 16.35% | 16.35% | NORT SOLAR PV 2023
| 72 | NORT SOLAR PV 2026 | Northern Ghana Group | Sun | Solar PV | 0 | 0 | 0 | 0 | 0 | 0 | 0 | 0 | 0 | 0 | 0 | 0 | 0 | 0 | 71.598 | 214.7941 | 214.7941 | 214.7941 | 0 | 0 | 0 | 0 | 0 | 24.8 | 24.8 | 24.8 | 24.8 | 0 | 0 | 0 | 0 | 0 | 0 | 0 | 0 | 0 | 0 | 0 | 0 | 0 | 0 | 0 | 0 | 0 | 0 | 0 | 0 | 0 | 0 | 0 | 50 | 150 | 150 | 150 | 0% | 0% | 0% | 0% | 0% | 16.35% | 16.35% | 16.35% | 16.35% | NORT SOLAR PV 2026
| 73 | NORT SOLAR PV 2030 | Northern Ghana Group | Sun | Solar PV | 0 | 0 | 0 | 0 | 0 | 0 | 0 | 0 | 0 | 0 | 0 | 0 | 0 | 0 | 0 | 35.799 | 178.9951 | 178.9951 | 0 | 0 | 0 | 0 | 0 | 0 | 24.8 | 24.8 | 24.8 | 0 | 0 | 0 | 0 | 0 | 0 | 0 | 0 | 0 | 0 | 0 | 0 | 0 | 0 | 0 | 0 | 0 | 0 | 0 | 0 | 0 | 0 | 0 | 0 | 25 | 125 | 125 | 0% | 0% | 0% | 0% | 0% | 0% | 16.35% | 16.35% | 16.35% | NORT SOLAR PV 2030
| 74 | NORT SOLAR PV 2035 | Northern Ghana Group | Sun | Solar PV | 0 | 0 | 0 | 0 | 0 | 0 | 0 | 0 | 0 | 0 | 0 | 0 | 0 | 0 | 0 | 0 | 71.598 | 429.5883 | 0 | 0 | 0 | 0 | 0 | 0 | 0 | 24.8 | 24.8 | 0 | 0 | 0 | 0 | 0 | 0 | 0 | 0 | 0 | 0 | 0 | 0 | 0 | 0 | 0 | 0 | 0 | 0 | 0 | 0 | 0 | 0 | 0 | 0 | 0 | 50 | 300 | 0% | 0% | 0% | 0% | 0% | 0% | 0% | 16.35% | 16.35% | NORT SOLAR PV 2035
| 76 | SOUT SOLAR PV 2020 | SouthEast Ghana Group | Sun | Solar PV | 0 | 0 | 0 | 0 | 0 | 0 | 0 | 0 | 0 | 0 | 0 | 0 | 1.8814 | 65.2567 | 65.2567 | 65.2567 | 65.2567 | 65.2567 | 0 | 0 | 0 | 24.8 | 24.8 | 24.8 | 24.8 | 24.8 | 24.8 | 0 | 0 | 0 | 0 | 0 | 0 | 0 | 0 | 0 | 0 | 0 | 0 | 0 | 0 | 0 | 0 | 0 | 0 | 0 | 0 | 0 | 1.4844 | 51.4843 | 51.4843 | 51.4843 | 51.4843 | 51.4843 | 0% | 0% | 0% | 14.47% | 14.47% | 14.47% | 14.47% | 14.47% | 14.47% | SOUT SOLAR PV 2020
| 77 | SOUT SOLAR PV 2026 | SouthEast Ghana Group | Sun | Solar PV | 0 | 0 | 0 | 0 | 0 | 0 | 0 | 0 | 0 | 0 | 0 | 0 | 0 | 0 | 31.6876 | 221.8134 | 285.1886 | 285.1886 | 0 | 0 | 0 | 0 | 0 | 24.8 | 24.8 | 24.8 | 24.8 | 0 | 0 | 0 | 0 | 0 | 0 | 0 | 0 | 0 | 0 | 0 | 0 | 0 | 0 | 0 | 0 | 0 | 0 | 0 | 0 | 0 | 0 | 0 | 25 | 175 | 225 | 225 | 0% | 0% | 0% | 0% | 0% | 14.47% | 14.47% | 14.47% | 14.47% | SOUT SOLAR PV 2026
| 78 | SOUT SOLAR PV 2035 | SouthEast Ghana Group | Sun | Solar PV | 0 | 0 | 0 | 0 | 0 | 0 | 0 | 0 | 0 | 0 | 0 | 0 | 0 | 0 | 0 | 0 | 63.3753 | 285.1886 | 0 | 0 | 0 | 0 | 0 | 0 | 0 | 25 | 25 | 0 | 0 | 0 | 0 | 0 | 0 | 0 | 0 | 0 | 0 | 0 | 0 | 0 | 0 | 0 | 0 | 0 | 0 | 0 | 0 | 0 | 0 | 0 | 0 | 0 | 50 | 225 | 0% | 0% | 0% | 0% | 0% | 0% | 0% | 14.47% | 14.47% | SOUT SOLAR PV 2035
| 80 | SOUT SOLAR PV 2020 | SouthWest Ghana Group | Sun | Solar PV | 0 | 0 | 0 | 0 | 0 | 0 | 0 | 0 | 0 | 0 | 0 | 0 | 0 | 38.0252 | 76.0503 | 76.0503 | 76.0503 | 76.0503 | 0 | 0 | 0 | 0 | 24.8 | 24.8 | 24.8 | 24.8 | 24.8 | 0 | 0 | 0 | 0 | 0 | 0 | 0 | 0 | 0 | 0 | 0 | 0 | 0 | 0 | 0 | 0 | 0 | 0 | 0 | 0 | 0 | 0 | 30 | 60 | 60 | 60 | 60 | 0% | 0% | 0% | 0% | 14.47% | 14.47% | 14.47% | 14.47% | 14.47% | SOUT SOLAR PV 2020
| 81 | SOUT SOLAR PV 2026 | SouthWest Ghana Group | Sun | Solar PV | 0 | 0 | 0 | 0 | 0 | 0 | 0 | 0 | 0 | 0 | 0 | 0 | 0 | 0 | 25.3501 | 126.7505 | 152.1006 | 152.1006 | 0 | 0 | 0 | 0 | 0 | 24.8 | 24.8 | 24.8 | 24.8 | 0 | 0 | 0 | 0 | 0 | 0 | 0 | 0 | 0 | 0 | 0 | 0 | 0 | 0 | 0 | 0 | 0 | 0 | 0 | 0 | 0 | 0 | 0 | 20 | 100 | 120 | 120 | 0% | 0% | 0% | 0% | 0% | 14.47% | 14.47% | 14.47% | 14.47% | SOUT SOLAR PV 2026
| 82 | SOUT SOLAR PV 2035 | SouthWest Ghana Group | Sun | Solar PV | 0 | 0 | 0 | 0 | 0 | 0 | 0 | 0 | 0 | 0 | 0 | 0 | 0 | 0 | 0 | 0 | 12.6751 | 152.1006 | 0 | 0 | 0 | 0 | 0 | 0 | 0 | 25 | 25 | 0 | 0 | 0 | 0 | 0 | 0 | 0 | 0 | 0 | 0 | 0 | 0 | 0 | 0 | 0 | 0 | 0 | 0 | 0 | 0 | 0 | 0 | 0 | 0 | 0 | 10 | 120 | 0% | 0% | 0% | 0% | 0% | 0% | 0% | 14.47% | 14.47% | SOUT SOLAR PV 2035
| 84 | SOUT SOLAR PV 2026 | SouthEast Ghana Group | Sun | Solar PV | 0 | 0 | 0 | 0 | 0 | 0 | 0 | 0 | 0 | 0 | 0 | 0 | 0 | 0 | 12.6751 | 25.3501 | 38.0252 | 38.0252 | 0 | 0 | 0 | 0 | 0 | 24.8 | 24.8 | 24.8 | 24.8 | 0 | 0 | 0 | 0 | 0 | 0 | 0 | 0 | 0 | 0 | 0 | 0 | 0 | 0 | 0 | 0 | 0 | 0 | 0 | 0 | 0 | 0 | 0 | 10 | 20 | 30 | 30 | 0% | 0% | 0% | 0% | 0% | 14.47% | 14.47% | 14.47% | 14.47% | SOUT SOLAR PV 2026
| 85 | SOUT SOLAR PV 2035 | SouthEast Ghana Group | Sun | Solar PV | 0 | 0 | 0 | 0 | 0 | 0 | 0 | 0 | 0 | 0 | 0 | 0 | 0 | 0 | 0 | 0 | 12.6751 | 38.0252 | 0 | 0 | 0 | 0 | 0 | 0 | 0 | 25 | 25 | 0 | 0 | 0 | 0 | 0 | 0 | 0 | 0 | 0 | 0 | 0 | 0 | 0 | 0 | 0 | 0 | 0 | 0 | 0 | 0 | 0 | 0 | 0 | 0 | 0 | 10 | 30 | 0% | 0% | 0% | 0% | 0% | 0% | 0% | 14.47% | 14.47% | SOUT SOLAR PV 2035
| 87 | ASHA SOLAR PV WITH STORAGE 2026 | Ashanti Group | Sun + storage | Solar PV + Storage | 0 | 0 | 0 | 0 | 0 | 0 | 0 | 0 | 0 | 0 | 0 | 0 | 0 | 0 | 0 | 12.675 | 12.675 | 12.675 | 0 | 0 | 0 | 0 | 0 | 0 | 28 | 28 | 28 | 0 | 0 | 0 | 0 | 0 | 0 | 0 | 0 | 0 | 0 | 0 | 0 | 0 | 0 | 0 | 0 | 0 | 0 | 0 | 0 | 0 | 0 | 0 | 0 | 10 | 10 | 10 | 0% | 0% | 0% | 0% | 0% | 0% | 14.47% | 14.47% | 14.47% | ASHA SOLAR PV WITH STORAGE 2026
| 88 | ASHA SOLAR PV WITH STORAGE 2035 | Ashanti Group | Sun + storage | Solar PV + Storage | 0 | 0 | 0 | 0 | 0 | 0 | 0 | 0 | 0 | 0 | 0 | 0 | 0 | 0 | 0 | 0 | 0 | 31.6876 | 0 | 0 | 0 | 0 | 0 | 0 | 0 | 0 | 28 | 0 | 0 | 0 | 0 | 0 | 0 | 0 | 0 | 0 | 0 | 0 | 0 | 0 | 0 | 0 | 0 | 0 | 0 | 0 | 0 | 0 | 0 | 0 | 0 | 0 | 0 | 25 | 0% | 0% | 0% | 0% | 0% | 0% | 0% | 0% | 14.47% | ASHA SOLAR PV WITH STORAGE 2035
| 90 | SOUT SOLAR PV WITH STORAGE 2026 | SouthWest Ghana Group | Sun + storage | Solar PV + Storage | 0 | 0 | 0 | 0 | 0 | 0 | 0 | 0 | 0 | 0 | 0 | 0 | 0 | 0 | 0 | 6.3375 | 6.3375 | 6.3375 | 0 | 0 | 0 | 0 | 0 | 0 | 28 | 28 | 28 | 0 | 0 | 0 | 0 | 0 | 0 | 0 | 0 | 0 | 0 | 0 | 0 | 0 | 0 | 0 | 0 | 0 | 0 | 0 | 0 | 0 | 0 | 0 | 0 | 5 | 5 | 5 | 0% | 0% | 0% | 0% | 0% | 0% | 14.47% | 14.47% | 14.47% | SOUT SOLAR PV WITH STORAGE 2026
| 93 | NORT SOLAR PV WITH STORAGE 2026 | Northern Ghana Group | Sun + storage | Solar PV + Storage | 0 | 0 | 0 | 0 | 0 | 0 | 0 | 0 | 0 | 0 | 0 | 0 | 0 | 0 | 0 | 63.3752 | 63.3752 | 63.3752 | 0 | 0 | 0 | 0 | 0 | 0 | 28 | 28 | 28 | 0 | 0 | 0 | 0 | 0 | 0 | 0 | 0 | 0 | 0 | 0 | 0 | 0 | 0 | 0 | 0 | 0 | 0 | 0 | 0 | 0 | 0 | 0 | 0 | 50 | 50 | 50 | 0% | 0% | 0% | 0% | 0% | 0% | 14.47% | 14.47% | 14.47% | NORT SOLAR PV WITH STORAGE 2026
| 94 | NORT SOLAR PV WITH STORAGE 2035 | Northern Ghana Group | Sun + storage | Solar PV + Storage | 0 | 0 | 0 | 0 | 0 | 0 | 0 | 0 | 0 | 0 | 0 | 0 | 0 | 0 | 0 | 0 | 0 | 158.4381 | 0 | 0 | 0 | 0 | 0 | 0 | 0 | 0 | 28 | 0 | 0 | 0 | 0 | 0 | 0 | 0 | 0 | 0 | 0 | 0 | 0 | 0 | 0 | 0 | 0 | 0 | 0 | 0 | 0 | 0 | 0 | 0 | 0 | 0 | 0 | 125 | 0% | 0% | 0% | 0% | 0% | 0% | 0% | 0% | 14.47% | NORT SOLAR PV WITH STORAGE 2035
| 96 | SOUT SOLAR PV WITH STORAGE 2026 | SouthEast Ghana Group | Sun + storage | Solar PV + Storage | 0 | 0 | 0 | 0 | 0 | 0 | 0 | 0 | 0 | 0 | 0 | 0 | 0 | 0 | 0 | 95.0629 | 95.0629 | 95.0629 | 0 | 0 | 0 | 0 | 0 | 0 | 28 | 28 | 28 | 0 | 0 | 0 | 0 | 0 | 0 | 0 | 0 | 0 | 0 | 0 | 0 | 0 | 0 | 0 | 0 | 0 | 0 | 0 | 0 | 0 | 0 | 0 | 0 | 75 | 75 | 75 | 0% | 0% | 0% | 0% | 0% | 0% | 14.47% | 14.47% | 14.47% | SOUT SOLAR PV WITH STORAGE 2026
| 99 | SOUT SOLAR PV WITH STORAGE 2026 | SouthWest Ghana Group | Sun + storage | Solar PV + Storage | 0 | 0 | 0 | 0 | 0 | 0 | 0 | 0 | 0 | 0 | 0 | 0 | 0 | 0 | 0 | 50.7002 | 50.7002 | 50.7002 | 0 | 0 | 0 | 0 | 0 | 0 | 28 | 28 | 28 | 0 | 0 | 0 | 0 | 0 | 0 | 0 | 0 | 0 | 0 | 0 | 0 | 0 | 0 | 0 | 0 | 0 | 0 | 0 | 0 | 0 | 0 | 0 | 0 | 40 | 40 | 40 | 0% | 0% | 0% | 0% | 0% | 0% | 14.47% | 14.47% | 14.47% | SOUT SOLAR PV WITH STORAGE 2026
| 102 | SOUT SOLAR PV WITH STORAGE 2026 | SouthEast Ghana Group | Sun + storage | Solar PV + Storage | 0 | 0 | 0 | 0 | 0 | 0 | 0 | 0 | 0 | 0 | 0 | 0 | 0 | 0 | 0 | 6.3375 | 6.3375 | 6.3375 | 0 | 0 | 0 | 0 | 0 | 0 | 28 | 28 | 28 | 0 | 0 | 0 | 0 | 0 | 0 | 0 | 0 | 0 | 0 | 0 | 0 | 0 | 0 | 0 | 0 | 0 | 0 | 0 | 0 | 0 | 0 | 0 | 0 | 5 | 5 | 5 | 0% | 0% | 0% | 0% | 0% | 0% | 14.47% | 14.47% | 14.47% | SOUT SOLAR PV WITH STORAGE 2026
| 104 | SOUT WIND TURBINE 2020 | SouthEast Ghana Group | Wind | Wind | 0 | 0 | 0 | 0 | 0 | 0 | 0 | 0 | 0 | 0 | 0 | 0 | 175.1525 | 350.305 | 525.4575 | 525.4575 | 525.4575 | 525.4575 | 0 | 0 | 0 | 46.71 | 46.71 | 46.71 | 46.71 | 46.71 | 46.71 | 0 | 0 | 0 | 0 | 0 | 0 | 0 | 0 | 0 | 0 | 0 | 0 | 0 | 0 | 0 | 0 | 0 | 0 | 0 | 0 | 0 | 75 | 150 | 225 | 225 | 225 | 225 | 0% | 0% | 0% | 26.66% | 26.66% | 26.66% | 26.66% | 26.66% | 26.66% | SOUT WIND TURBINE 2020
| 105 | SOUT WIND TURBINE 2026 | SouthEast Ghana Group | Wind | Wind | 0 | 0 | 0 | 0 | 0 | 0 | 0 | 0 | 0 | 0 | 0 | 0 | 0 | 0 | 175.1525 | 408.6892 | 525.4575 | 525.4575 | 0 | 0 | 0 | 0 | 0 | 46.71 | 46.71 | 46.71 | 46.71 | 0 | 0 | 0 | 0 | 0 | 0 | 0 | 0 | 0 | 0 | 0 | 0 | 0 | 0 | 0 | 0 | 0 | 0 | 0 | 0 | 0 | 0 | 0 | 75 | 175 | 225 | 225 | 0% | 0% | 0% | 0% | 0% | 26.66% | 26.66% | 26.66% | 26.66% | SOUT WIND TURBINE 2026
| 106 | SOUT WIND TURBINE 2035 | SouthEast Ghana Group | Wind | Wind | 0 | 0 | 0 | 0 | 0 | 0 | 0 | 0 | 0 | 0 | 0 | 0 | 0 | 0 | 0 | 0 | 233.5367 | 233.5367 | 0 | 0 | 0 | 0 | 0 | 0 | 0 | 47 | 47 | 0 | 0 | 0 | 0 | 0 | 0 | 0 | 0 | 0 | 0 | 0 | 0 | 0 | 0 | 0 | 0 | 0 | 0 | 0 | 0 | 0 | 0 | 0 | 0 | 0 | 100 | 100 | 0% | 0% | 0% | 0% | 0% | 0% | 0% | 26.66% | 26.66% | SOUT WIND TURBINE 2035
[6 empty] | 0 | 0 | 0 | 0 | 0 | 0 | 0 |  |  | 0 | 0 | 0 | 0 | 0 | 0 | 0 |  |  | 0 | 0 | 0 | 0 | 0 | 0 | 0 |  |  | 0 | 0 | 0 | 0 | 0 | 0 | 0 |  |  | 0 | 0 | 0 | 0 | 0 | 0 | 0 |  |  | 0 | 0 | 0 | 0 | 0 | 0 | 0 |  |  | 0 | 0 | 0 | 0 | 0 | 0 | 0

## LtdFuelSupply
Back to Contents
|  | Plant Name |  |  |  | FUEL CONSUMPTION | [8 empty] | GENERATION | [8 empty] | FOM (USD/kW-yr | [8 empty] | VOM (USD/MWh) | [8 empty] | Fuel Cost (USD/MWh) | [8 empty] | Available Capacity | [8 empty] | Capacity Factors
| UnitID |  | Model Region | Fuel Type | Capacity Type | 2017 | 2018 | 2019 | 2020 | 2023 | 2026 | 2030 | 2035 | 2040 | 2017 | 2018 | 2019 | 2020 | 2023 | 2026 | 2030 | 2035 | 2040 | 2017 | 2018 | 2019 | 2020 | 2023 | 2026 | 2030 | 2035 | 2040 | 2017 | 2018 | 2019 | 2020 | 2023 | 2026 | 2030 | 2035 | 2040 | 2017 | 2018 | 2019 | 2020 | 2023 | 2026 | 2030 | 2035 | 2040 | 2017 | 2018 | 2019 | 2020 | 2023 | 2026 | 2030 | 2035 | 2040 | 2017 | 2018 | 2019 | 2020 | 2023 | 2026 | 2030 | 2035 | 2040
| 1 | CENIT | SouthEast Ghana Group | Oil | Oil Combustion | 0 | 0 | 0 | 0 | 0 | 0 | 0 | 0 | 0 | 0 | 0 | 0 | 0 | 0 | 0 | 0 | 0 | 0 | 11.83 | 11.83 | 11.83 | 11.83 | 11.83 | 11.83 | 11.83 | 0 | 0 | 0 | 0 | 0 | 0 | 0 | 0 | 0 | 0 | 0 | 0 | 0 | 0 | 0 | 0 | 0 | 0 | 0 | 0 | 100 | 100 | 100 | 100 | 100 | 100 | 100 |  |  | 0% | 0% | 0% | 0% | 0% | 0% | 0% |  |  | CENIT
| 2 | Trojan 2B | SouthEast Ghana Group | Oil | Oil Combustion | 1.0933 | 0 | 0 | 0 | 0 | 0 | 0 | 0 | 0 | 129.5385 | 0 | 0 | 0 | 0 | 0 | 0 | 0 | 0 | 34 | 34 | 34 | 34 | 0 | 0 | 0 | 0 | 0 | 5.5 | 0 | 0 | 0 | 0 | 0 | 0 | 0 | 0 | 97.9957 | 0 | 0 | 0 | 0 | 0 | 0 | 0 | 0 | 16.25 | 16.25 | 16.25 | 16.25 | [5 empty] | 91% | 0% | 0% | 0% | [5 empty] | Trojan 2B
| 3 | Trojan 2A | Ashanti Group | Oil | Oil Combustion | 0.26958 | 0 | 0 | 0 | 0 | 0 | 0 | 0 | 0 | 31.941 | 0 | 0 | 0 | 0 | 0 | 0 | 0 | 0 | 34 | 34 | 34 | 34 | 0 | 0 | 0 | 0 | 0 | 5.5 | 0 | 0 | 0 | 0 | 0 | 0 | 0 | 0 | 108.8196 | 0 | 0 | 0 | 0 | 0 | 0 | 0 | 0 | 16.25 | 16.25 | 16.25 | 16.25 | [5 empty] | 22.44% | 0% | 0% | 0% | [5 empty] | Trojan 2A
| 4 | GP Tarkwa Plant | SouthWest Ghana Group | Oil | Oil Combustion | 0 | 0 | 0 | 0 | 0 | 0 | 0 | 0 | 0 | 0 | 0 | 0 | 0 | 0 | 0 | 0 | 0 | 0 | 17.5 | 17.5 | 17.5 | 17.5 | 17.5 | 17.5 | 17.5 | 17.5 | 17.5 | 0 | 0 | 0 | 0 | 0 | 0 | 0 | 0 | 0 | 0 | 0 | 0 | 0 | 0 | 0 | 0 | 0 | 0 | 33 | 33 | 33 | 33 | 33 | 33 | 33 | 33 | 33 | 0% | 0% | 0% | 0% | 0% | 0% | 0% | 0% | 0% | GP Tarkwa Plant
| 5 | GP Chirano Plant | SouthWest Ghana Group | Oil | Oil Combustion | 0 | 0 | 0 | 0 | 0 | 0 | 0 | 0 | 0 | 0 | 0 | 0 | 0 | 0 | 0 | 0 | 0 | 0 | 17.5 | 17.5 | 17.5 | 17.5 | 17.5 | 17.5 | 17.5 | 17.5 | 17.5 | 0 | 0 | 0 | 0 | 0 | 0 | 0 | 0 | 0 | 0 | 0 | 0 | 0 | 0 | 0 | 0 | 0 | 0 | 30 | 30 | 30 | 30 | 30 | 30 | 30 | 30 | 30 | 0% | 0% | 0% | 0% | 0% | 0% | 0% | 0% | 0% | GP Chirano Plant
| 6 | GP Darmang Plant | SouthWest Ghana Group | Oil | Oil Combustion | 0 | 0 | 0 | 0 | 0 | 0 | 0 | 0 | 0 | 0 | 0 | 0 | 0 | 0 | 0 | 0 | 0 | 0 | 17.5 | 17.5 | 17.5 | 17.5 | 17.5 | 17.5 | 17.5 | 17.5 | 17.5 | 0 | 0 | 0 | 0 | 0 | 0 | 0 | 0 | 0 | 0 | 0 | 0 | 0 | 0 | 0 | 0 | 0 | 0 | 25.5 | 25.5 | 25.5 | 25.5 | 25.5 | 25.5 | 25.5 | 25.5 | 25.5 | 0% | 0% | 0% | 0% | 0% | 0% | 0% | 0% | 0% | GP Darmang Plant
| 7 | SAPP 2 | SouthEast Ghana Group | Oil/Gas | Oil/Gas Combined Cycle | 7.7467 | 23.5117 | 21.4847 | 13.6024 | 23.5117 | 23.5117 | 23.0087 | 22.5921 | 11.4082 | 993.1627 | 3014.3157 | 2754.4506 | 1743.8925 | 3014.316 | 3014.3163 | 2949.836 | 2896.4191 | 1462.5834 | 16 | 16 | 16 | 16 | 16 | 16 | 16 | 16 | 16 | 3.5 | 3.5 | 3.5 | 3.5 | 3.5 | 3.5 | 3.5 | 3.5 | 3.5 | 68.1203 | 62.975 | 64.5733 | 64.6122 | 61.9738 | 74.8743 | 83.0145 | 110.1953 | 123.7569 | 370 | 370 | 370 | 370 | 370 | 370 | 370 | 370 | 370 | 30.64% | 93% | 84.98% | 53.8% | 93% | 93% | 91.01% | 89.36% | 45.12% | SAPP 2
| 8 | Cenpower | SouthEast Ghana Group | Oil/Gas | Oil/Gas Combined Cycle | 0 | 3.4883 | 6.5907 | 0 | 4.2373 | 11.0092 | 6.7655 | 9.3742 | 1.1348 | 0 | 445.5084 | 841.7215 | 0 | 541.1593 | 1406.0258 | 864.0486 | 1197.2183 | 144.9255 | 0 | 16 | 16 | 16 | 16 | 16 | 16 | 16 | 16 | 0 | 3.5 | 3.5 | 0 | 3.5 | 3.5 | 3.5 | 3.5 | 3.5 | 0 | 63.6791 | 65.065 | 0 | 61.7181 | 93.3543 | 88.7482 | 104.9525 | 124.2329 |  | 340 | 340 | 340 | 340 | 340 | 340 | 340 | 340 |  | 14.96% | 28.26% | 0% | 18.17% | 47.21% | 29.01% | 40.2% | 4.866% | Cenpower
| 9 | KarpowerShip 1 | SouthEast Ghana Group | Oil/Gas | Oil/Gas Combined Cycle | 14.837 | 0 | 0 | 0 | 0 | 0 | 0 | 0 | 0 | 1942.0128 | 0 | 0 | 0 | 0 | 0 | 0 | 0 | 0 | 177.828 | 0 | 0 | 0 | 0 | 0 | 0 | 0 | 0 | 3.5 | 0 | 0 | 0 | 0 | 0 | 0 | 0 | 0 | 67.7182 | 0 | 0 | 0 | 0 | 0 | 0 | 0 | 0 | 247 | [8 empty] | 89.75% | [8 empty] | KarpowerShip 1
| 10 | AKSA | SouthEast Ghana Group | Oil/Gas | Oil/Gas Combined Cycle | 10.1595 | 0 | 0 | 0 | 12.5581 | 25.9679 | 25.9679 | 25.9679 | 25.9679 | 1195.236 | 0 | 0 | 0 | 1477.427 | 3055.05 | 3055.05 | 3055.05 | 3055.05 | 16 | 16 | 16 | 16 | 16 | 16 | 16 | 16 | 16 | 3.5 | 0 | 0 | 0 | 3.5 | 3.5 | 3.5 | 3.5 | 3.5 | 75.3409 | 0 | 0 | 0 | 96.9297 | 103.1749 | 106.1531 | 109.5566 | 113.8647 | 250 | 375 | 375 | 375 | 375 | 375 | 375 | 375 | 375 | 54.58% | 0% | 0% | 0% | 44.97% | 93% | 93% | 93% | 93% | AKSA
| 11 | TAPCO (T1) | SouthWest Ghana Group | Oil/Gas | Oil/Gas Combined Cycle | 11.645 | 17.1872 | 17.1872 | 17.1872 | 17.1872 | 17.1872 | 17.1872 | 17.1872 | 17.0361 | 1496.2074 | 2208.3 | 2208.3 | 2208.3 | 2208.3 | 2208.3003 | 2208.3003 | 2208.2998 | 2188.8839 | 18.7 | 18.7 | 18.7 | 18.7 | 18.7 | 18.7 | 18.7 | 18.7 | 18.7 | 5 | 5 | 5 | 5 | 5 | 5 | 5 | 5 | 5 | 63.0133 | 62.3154 | 64.7499 | 64.6242 | 61.2801 | 71.1786 | 79.6249 | 89.631 | 114.5406 | 305 | 305 | 305 | 305 | 305 | 305 | 305 | 305 | 305 | 56% | 82.65% | 82.65% | 82.65% | 82.65% | 82.65% | 82.65% | 82.65% | 81.93% | TAPCO (T1)
| 12 | TICO (T2) | SouthWest Ghana Group | Oil/Gas | Oil/Gas Combined Cycle | 17.7346 | 17.7346 | 17.7346 | 17.7346 | 17.7346 | 17.7346 | 17.7346 | 17.7346 | 17.7346 | 2382.7201 | 2382.72 | 2382.72 | 2382.72 | 2382.7203 | 2382.7199 | 2382.72 | 2382.7199 | 2382.72 | 30.94 | 30.94 | 30.94 | 30.94 | 30.94 | 30.94 | 30.94 | 30.94 | 30.94 | 4.9 | 4.9 | 4.9 | 4.9 | 4.9 | 4.9 | 4.9 | 4.9 | 4.9 | 54.9219 | 59.5931 | 61.9213 | 61.8011 | 58.603 | 62.4536 | 60.2662 | 85.1455 | 115.6794 | 320 | 320 | 320 | 320 | 320 | 320 | 320 | 320 | 320 | 85% | 85% | 85% | 85% | 85% | 85% | 85% | 85% | 85% | TICO (T2)
| 13 | Amandi | SouthWest Ghana Group | Oil/Gas | Oil/Gas Combined Cycle | 0 | 0 | 8.0946 | 12.0103 | 0.6962 | 0 | 0.008304 | 0.49627 | 0.17727 | 0 | 0 | 987.1484 | 1464.672 | 84.9021 | 0 | 1.0127 | 60.5203 | 21.6181 | 0 | 0 | 30.94 | 30.94 | 30.94 | 30.94 | 30.94 | 30.94 | 30.94 | 0 | 0 | 4.9 | 4.9 | 4.9 | 0 | 4.9 | 4.9 | 4.9 | 0 | 0 | 68.2191 | 68.0866 | 64.5633 | 0 | 95.2635 | 66.3934 | 100.1963 |  |  | 190 | 190 | 190 | 190 | 190 | 190 | 190 |  |  | 59.31% | 88% | 5.101% | 0% | 0.06084% | 3.636% | 1.299% | Amandi
| 14 | KarpowerShip 2 | SouthWest Ghana Group | Oil/Gas | Oil/Gas Combined Cycle | 0 | 20.2568 | 6.9045 | 11.057 | 31.8841 | 0 | 0 | 0 | 0 | 0 | 2379.2323 | 810.9545 | 1298.6801 | 3744.9 | 0 | 0 | 0 | 0 | 0 | 177.828 | 177.828 | 177.828 | 177.828 | 0 | 0 | 0 | 0 | 0 | 3.5 | 3.5 | 3.5 | 3.5 | 0 | 0 | 0 | 0 | 0 | 70.9456 | 70.8314 | 84.2498 | 94.5163 | 0 | 0 | 0 | 0 |  | 450 | 450 | 450 | 450 | [5 empty] | 60.36% | 20.57% | 32.94% | 95% |  |  |  |  | KarpowerShip 2
| 15 | Early Power | SouthEast Ghana Group | Oil/Gas | Oil/Gas Combustion | 0 | 0 | 7.7096 | 23.0656 | 23.0656 | 23.0656 | 23.0656 | 23.0656 | 13.321 | 0 | 0 | 1027.9476 | 3075.417 | 3075.417 | 3075.417 | 3075.4169 | 3075.417 | 1776.1329 | 0 | 0 | 16 | 16 | 16 | 16 | 16 | 16 | 16 | 0 | 0 | 3.5 | 3.5 | 3.5 | 3.5 | 3.5 | 3.5 | 3.5 | 0 | 0 | 62.3955 | 62.0691 | 59.7067 | 60.3521 | 60.9602 | 60.9191 | 61.2047 |  |  | 377.5 | 377.5 | 377.5 | 377.5 | 377.5 | 377.5 | 377.5 |  |  | 31.08% | 93% | 93% | 93% | 93% | 93% | 53.71% | Early Power
| 16 | TT1PP | SouthEast Ghana Group | Oil/Gas | Oil/Gas Combustion | 0 | 0 | 0 | 0 | 0 | 0 | 0 | 0 | 0 | 0 | 0 | 0 | 0 | 0 | 0 | 0 | 0 | 0 | 14.3 | 14.3 | 14.3 | 14.3 | 14.3 | 14.3 | 14.3 | 14.3 | 14.3 | 0 | 0 | 0 | 0 | 0 | 0 | 0 | 0 | 0 | 0 | 0 | 0 | 0 | 0 | 0 | 0 | 0 | 0 | 100 | 100 | 100 | 100 | 100 | 100 | 100 | 100 | 100 | 0% | 0% | 0% | 0% | 0% | 0% | 0% | 0% | 0% | TT1PP
| 17 | KTPP | SouthEast Ghana Group | Oil/Gas | Oil/Gas Combustion | 0.83198 | 0 | 0 | 0 | 0 | 0 | 0 | 0 | 0 | 76.3283 | 0 | 0 | 0 | 0 | 0 | 0 | 0 | 0 | 12.3 | 12.3 | 12.3 | 12.3 | 12.3 | 12.3 | 12.3 | 12.3 | 12.3 | 3.5 | 0 | 0 | 0 | 0 | 0 | 0 | 0 | 0 | 126.5585 | 0 | 0 | 0 | 0 | 0 | 0 | 0 | 0 | 200 | 200 | 200 | 200 | 200 | 200 | 200 | 200 | 200 | 4.357% | 0% | 0% | 0% | 0% | 0% | 0% | 0% | 0% | KTPP
| 18 | Trojan 1 | SouthEast Ghana Group | Oil/Gas | Oil/Gas Combustion | 1.6793 | 0 | 0 | 0 | 0 | 0 | 0 | 0 | 0 | 198.9711 | 0 | 0 | 0 | 0 | 0 | 0 | 0 | 0 | 34 | 34 | 34 | 34 | 0 | 0 | 0 | 0 | 0 | 5.5 | 0 | 0 | 0 | 0 | 0 | 0 | 0 | 0 | 97.9957 | 0 | 0 | 0 | 0 | 0 | 0 | 0 | 0 | 24.96 | 24.96 | 24.96 | 24.96 | [5 empty] | 91% | 0% | 0% | 0% | [5 empty] | Trojan 1
| 19 | MRP | SouthEast Ghana Group | Oil/Gas | Oil/Gas Combustion | 0 | 0 | 0 | 0 | 0 | 0 | 0 | 0 | 0 | 0 | 0 | 0 | 0 | 0 | 0 | 0 | 0 | 0 | 12.5737 | 12.5737 | 12.5737 | 12.5737 | 12.5737 | 12.5737 | 12.5737 | 12.5737 | 12.5737 | 0 | 0 | 0 | 0 | 0 | 0 | 0 | 0 | 0 | 0 | 0 | 0 | 0 | 0 | 0 | 0 | 0 | 0 | 70 | 70 | 70 | 70 | 70 | 70 | 70 | 70 | 70 | 0% | 0% | 0% | 0% | 0% | 0% | 0% | 0% | 0% | MRP
| 20 | Safisana | SouthEast Ghana Group | Biogas | Biogas | 0.010052 | 0.010052 | 0.010052 | 0.010052 | 0.010052 | 0.010052 | 0.010052 | 0.010052 | 0.010052 | 0.7446 | 0.7446 | 0.7446 | 0.7446 | 0.7446 | 0.7446 | 0.7446 | 0.7446 | 0.7446 | 35 | 35 | 35 | 35 | 35 | 35 | 35 | 35 | 35 | 4.2 | 4.2 | 4.2 | 4.2 | 4.2 | 4.2 | 4.2 | 4.2 | 4.2 | 40.5 | 40.5 | 40.5 | 40.5 | 40.5 | 40.5 | 40.5 | 40.5 | 40.5 | 0.1 | 0.1 | 0.1 | 0.1 | 0.1 | 0.1 | 0.1 | 0.1 | 0.1 | 85% | 85% | 85% | 85% | 85% | 85% | 85% | 85% | 85% | Safisana
| 21 | TT2PP | SouthEast Ghana Group | Gas | Gas Combustion Turbine | 0.45233 | 0 | 0 | 0 | 0 | 0 | 0 | 0.0072037 | 0 | 46.5362 | 0 | 0 | 0 | 0 | 0 | 0 | 0.74113 | 0 | 12.1007 | 12.1007 | 12.1007 | 12.1007 | 12.1007 | 12.1007 | 12.1007 | 12.1007 | 12.1007 | 4.5 | 0 | 0 | 0 | 0 | 0 | 0 | 4.5 | 0 | 79.8984 | 0 | 0 | 0 | 0 | 0 | 0 | 78.1515 | 0 | 45 | 45 | 45 | 45 | 45 | 45 | 45 | 45 | 45 | 11.81% | 0% | 0% | 0% | 0% | 0% | 0% | 0.188% | 0% | TT2PP
| 22 | SAPP 1 | SouthEast Ghana Group | Gas | Gas Combustion Turbine | 3.0298 | 0 | 0 | 0 | 0 | 0 | 0 | 0.1386 | 0.045935 | 324.7329 | 0 | 0 | 0 | 0 | 0 | 0 | 14.8548 | 4.9234 | 11.83 | 11.83 | 11.83 | 11.83 | 11.83 | 11.83 | 11.83 | 11.83 | 11.83 | 4.5 | 0 | 0 | 0 | 0 | 0 | 0 | 4.5 | 4.5 | 76.6926 | 0 | 0 | 0 | 0 | 0 | 0 | 75.0158 | 75.1854 | 180 | 180 | 180 | 180 | 180 | 180 | 180 | 180 | 180 | 20.59% | 0% | 0% | 0% | 0% | 0% | 0% | 0.9421% | 0.3122% | SAPP 1
| 23 | Trojan 3 | SouthEast Ghana Group | Gas | Gas Combustion Turbine | 0 | 0 | 0 | 0 | 0 | 0 | 0 | 0 | 0 | 0 | 0 | 0 | 0 | 0 | 0 | 0 | 0 | 0 | 0 | 34 | 34 | 34 | 0 | 0 | 0 | 0 | 0 | 0 | 0 | 0 | 0 | 0 | 0 | 0 | 0 | 0 | 0 | 0 | 0 | 0 | 0 | 0 | 0 | 0 | 0 |  | 49.92 | 49.92 | 49.92 | [6 empty] | 0% | 0% | 0% | [5 empty] | Trojan 3
| 24 | Ameri_2016 | SouthWest Ghana Group | Gas | Gas Combustion Turbine | 0 | 0 | 0 | 0 | 0 | 0 | 0 | 0 | 0 | 0 | 0 | 0 | 0 | 0 | 0 | 0 | 0 | 0 | 14.54 | 14.54 | 14.54 | 14.54 | 0 | 0 | 0 | 0 | 0 | 0 | 0 | 0 | 0 | 0 | 0 | 0 | 0 | 0 | 0 | 0 | 0 | 0 | 0 | 0 | 0 | 0 | 0 | 230 | 230 | 230 | 230 | [5 empty] | 0% | 0% | 0% | 0% | [5 empty] | Ameri_2016
| 25 | Ameri_2021 | SouthWest Ghana Group | Gas | Gas Combustion Turbine | 0 | 0 | 0 | 0 | 0 | 0 | 0 | 0.0018786 | 0.00094669 | 0 | 0 | 0 | 0 | 0 | 0 | 0 | 0.18487 | 0.09316 | 0 | 0 | 0 | 0 | 14.54 | 14.54 | 14.54 | 14.54 | 14.54 | 0 | 0 | 0 | 0 | 0 | 0 | 0 | 4.17 | 4.17 | 0 | 0 | 0 | 0 | 0 | 0 | 0 | 81.7053 | 80.3814 |  |  |  |  | 230 | 230 | 230 | 230 | 230 |  |  |  |  | 0% | 0% | 0% | 0.009175% | 0.004624% | Ameri_2021
| 26 | Bui | Northern Ghana Group | Water | Hydro | 0 | 0 | 0 | 0 | 0 | 0 | 0 | 0 | 0 | 669.5866 | 669.586 | 669.5863 | 669.5864 | 669.5865 | 669.5861 | 669.5868 | 669.5866 | 669.5866 | 27.74 | 27.74 | 27.74 | 27.74 | 27.74 | 27.74 | 27.74 | 27.74 | 27.74 | 1.63 | 1.63 | 1.63 | 1.63 | 1.63 | 1.63 | 1.63 | 1.63 | 1.63 | 0 | 0 | 0 | 0 | 0 | 0 | 0 | 0 | 0 | 330 | 330 | 330 | 330 | 330 | 330 | 330 | 330 | 330 | 23.16% | 23.16% | 23.16% | 23.16% | 23.16% | 23.16% | 23.16% | 23.16% | 23.16% | Bui
| 27 | Akosombo | SouthEast Ghana Group | Water | Hydro | 0 | 0 | 0 | 0 | 0 | 0 | 0 | 0 | 0 | 3681.6891 | 3681.6887 | 4016.389 | 4016.3888 | 4434.762 | 4434.7633 | 4434.7619 | 4434.7626 | 4434.762 | 9.16 | 9.16 | 9.16 | 9.16 | 9.16 | 9.16 | 9.16 | 9.16 | 9.16 | 0.98 | 0.98 | 0.98 | 0.98 | 0.98 | 0.98 | 0.98 | 0.98 | 0.98 | 0 | 0 | 0 | 0 | 0 | 0 | 0 | 0 | 0 | 900 | 900 | 900 | 900 | 900 | 900 | 900 | 900 | 900 | 46.7% | 46.7% | 50.94% | 50.94% | 56.25% | 56.25% | 56.25% | 56.25% | 56.25% | Akosombo
| 28 | Kpong | SouthEast Ghana Group | Water | Hydro | 0 | 0 | 0 | 0 | 0 | 0 | 0 | 0 | 0 | 722.7074 | 722.7073 | 788.408 | 788.4082 | 870.5339 | 870.5341 | 870.5338 | 870.534 | 870.5338 | 9.16 | 9.16 | 9.16 | 9.16 | 9.16 | 9.16 | 9.16 | 9.16 | 9.16 | 0.98 | 0.98 | 0.98 | 0.98 | 0.98 | 0.98 | 0.98 | 0.98 | 0.98 | 0 | 0 | 0 | 0 | 0 | 0 | 0 | 0 | 0 | 140 | 140 | 140 | 140 | 140 | 140 | 140 | 140 | 140 | 58.93% | 58.93% | 64.29% | 64.29% | 70.98% | 70.98% | 70.98% | 70.98% | 70.98% | Kpong
| 29 | Cote d'Ivoire Dummy | Cote d'Ivoire | Water | Hydro | 0 | 0 | 0 | 0 | 0 | 0 | 0 | 0 | 0 | 814.68 | 814.6799 | 814.6801 | 814.6801 | 814.68 | 814.68 | 814.6802 | 814.68 | 814.6795 | 0 | 0 | 0 | 0 | 0 | 0 | 0 | 0 | 0 | 10 | 10 | 10 | 10 | 10 | 10 | 10 | 10 | 10 | 0 | 0 | 0 | 0 | 0 | 0 | 0 | 0 | 0 | 150 | 150 | 150 | 150 | 150 | 150 | 150 | 150 | 150 | 62% | 62% | 62% | 62% | 62% | 62% | 62% | 62% | 62% | Cote d'Ivoire Dummy
| 30 | Burkina Dummy | Burkina Group | Water | Hydro | 0 | 0 | 0 | 0 | 0 | 0 | 0 | 0 | 0 | 0.438 | 0.438 | 0.438 | 0.438 | 4.818 | 4.818 | 4.818 | 4.818 | 4.818 | 0 | 0 | 0 | 0 | 0 | 0 | 0 | 0 | 0 | 10 | 10 | 10 | 10 | 10 | 10 | 10 | 10 | 10 | 0 | 0 | 0 | 0 | 0 | 0 | 0 | 0 | 0 | 10 | 10 | 10 | 10 | 110 | 110 | 110 | 110 | 110 | 0.5% | 0.5% | 0.5% | 0.5% | 0.5% | 0.5% | 0.5% | 0.5% | 0.5% | Burkina Dummy
| 31 | VRA Solar | Northern Ghana Group | Sun | Solar PV | 0 | 0 | 0 | 0 | 0 | 0 | 0 | 0 | 0 | 2.7132 | 2.7132 | 2.7132 | 2.7132 | 2.7132 | 2.7132 | 2.7132 | 2.7132 | 2.7132 | 0 | 0 | 0 | 0 | 0 | 0 | 0 | 0 | 0 | 0 | 0 | 0 | 0 | 0 | 0 | 0 | 0 | 0 | 0 | 0 | 0 | 0 | 0 | 0 | 0 | 0 | 0 | 1.8 | 1.8 | 1.8 | 1.8 | 1.8 | 1.8 | 1.8 | 1.8 | 1.8 | 17.21% | 17.21% | 17.21% | 17.21% | 17.21% | 17.21% | 17.21% | 17.21% | 17.21% | VRA Solar
| 32 | BXC Solar | SouthEast Ghana Group | Sun | Solar PV | 0 | 0 | 0 | 0 | 0 | 0 | 0 | 0 | 0 | 24.0159 | 24.0159 | 24.0159 | 24.0159 | 24.0159 | 24.0159 | 24.0159 | 24.0159 | 0 | 0 | 0 | 0 | 0 | 0 | 0 | 0 | 0 | 0 | 0 | 0 | 0 | 0 | 0 | 0 | 0 | 0 | 0 | 0 | 0 | 0 | 0 | 0 | 0 | 0 | 0 | 0 | 18 | 18 | 18 | 18 | 18 | 18 | 18 | 18 |  | 15.23% | 15.23% | 15.23% | 15.23% | 15.23% | 15.23% | 15.23% | 15.23% |  | BXC Solar
| 41 | SOUT COAL STEAM TURBINE 2026 | SouthWest Ghana Group | Coal | Coal Steam Turbine | 0 | 0 | 0 | 0 | 0 | 29.6939 | 65.6478 | 65.6478 | 65.6478 | 0 | 0 | 0 | 0 | 0 | 3374.3053 | 7459.981 | 7459.981 | 7459.981 | 0 | 0 | 0 | 0 | 0 | 65 | 65 | 65 | 65 | 0 | 0 | 0 | 0 | 0 | 6.034 | 6.034 | 6.034 | 6.034 | 0 | 0 | 0 | 0 | 0 | 42.4943 | 42.9756 | 44.2927 | 45.5165 | [5 empty] | 453.17 | 1001.878 | 1001.878 | 1001.878 | [5 empty] | 85% | 85% | 85% | 85% | SOUT COAL STEAM TURBINE 2026
| 43 | SOUT COMBINED CYCLE 2020 | SouthWest Ghana Group | Oil/Gas | Oil/Gas Combined Cycle | 0 | 0 | 0 | 0 | 0 | 0 | 0 | 0 | 30.652 | 0 | 0 | 0 | 0 | 0 | 0 | 0 | 0 | 4227.8651 | 0 | 0 | 0 | 0 | 0 | 0 | 0 | 0 | 15 | 0 | 0 | 0 | 0 | 0 | 0 | 0 | 0 | 3.48 | 0 | 0 | 0 | 0 | 0 | 0 | 0 | 0 | 94.9289 | 0 | 0 | 0 | 0 | 0 | 0 | 0 | 0 | 536.259 | 0% | 0% | 0% | 0% | 0% | 0% | 0% | 0% | 90% | SOUT COMBINED CYCLE 2020
| 45 | SOUT COMBINED CYCLE 2019 | SouthEast Ghana Group | Oil/Gas | Oil/Gas Combined Cycle | 0 | 0 | 0 | 0 | 0 | 0 | 0 | 40.0915 | 91.2207 | 0 | 0 | 0 | 0 | 0 | 0 | 0 | 5529.8639 | 12582.1632 | 0 | 0 | 0 | 0 | 0 | 0 | 0 | 15 | 15 | 0 | 0 | 0 | 0 | 0 | 0 | 0 | 3.48 | 3.48 | 0 | 0 | 0 | 0 | 0 | 0 | 0 | 93.4453 | 97.1199 | 0 | 0 | 0 | 0 | 0 | 0 | 0 | 701.403 | 1595.912 | 0% | 0% | 0% | 0% | 0% | 0% | 0% | 90% | 90% | SOUT COMBINED CYCLE 2019
| 52 | NORT HYDRO SMALL 2026 | Northern Ghana Group | Water | Hydro | 0 | 0 | 0 | 0 | 0 | 0 | 0 | 0 | 0 | 0 | 0 | 0 | 0 | 0 | 214.2471 | 214.2471 | 214.2471 | 214.2471 | 0 | 0 | 0 | 0 | 0 | 45 | 45 | 45 | 45 | 0 | 0 | 0 | 0 | 0 | 3 | 3 | 3 | 3 | 0 | 0 | 0 | 0 | 0 | 0 | 0 | 0 | 0 | [5 empty] | 57.5469 | 57.5469 | 57.5469 | 57.5469 | [5 empty] | 42.5% | 42.5% | 42.5% | 42.5% | NORT HYDRO SMALL 2026
| 54 | ASHA INTERRUPTIBLE 2016 | Ashanti Group | Interruptible | Interruptible | 0 | 0 | 0 | 0 | 0 | 0 | 0 | 0 | 0 | 0 | 0 | 0 | 0 | 0 | 0 | 0 | 0 | 0 | 0 | 0 | 0 | 0 | 0 | 0 | 0 | 0 | 0 | 0 | 0 | 0 | 0 | 0 | 0 | 0 | 0 | 0 | 0 | 0 | 0 | 0 | 0 | 0 | 0 | 0 | 0 | 129.301 | 217.102 | [7 empty] | 0% | 0% | [7 empty] | ASHA INTERRUPTIBLE 2016
| 63 | ASHA SOLAR PV 2020 | Ashanti Group | Sun | Solar PV | 0 | 0 | 0 | 0 | 0 | 0 | 0 | 0 | 0 | 0 | 0 | 0 | 6.3375 | 19.0126 | 19.0126 | 19.0126 | 19.0126 | 19.0126 | 0 | 0 | 0 | 24.8 | 24.8 | 24.8 | 24.8 | 24.8 | 24.8 | 0 | 0 | 0 | 0 | 0 | 0 | 0 | 0 | 0 | 0 | 0 | 0 | 0 | 0 | 0 | 0 | 0 | 0 | 0 | 0 | 0 | 5 | 15 | 15 | 15 | 15 | 15 | 0% | 0% | 0% | 14.47% | 14.47% | 14.47% | 14.47% | 14.47% | 14.47% | ASHA SOLAR PV 2020
| 64 | ASHA SOLAR PV 2026 | Ashanti Group | Sun | Solar PV | 0 | 0 | 0 | 0 | 0 | 0 | 0 | 0 | 0 | 0 | 0 | 0 | 0 | 0 | 12.6751 | 38.0252 | 50.7002 | 50.7002 | 0 | 0 | 0 | 0 | 0 | 24.8 | 24.8 | 24.8 | 24.8 | 0 | 0 | 0 | 0 | 0 | 0 | 0 | 0 | 0 | 0 | 0 | 0 | 0 | 0 | 0 | 0 | 0 | 0 | 0 | 0 | 0 | 0 | 0 | 10 | 30 | 40 | 40 | 0% | 0% | 0% | 0% | 0% | 14.47% | 14.47% | 14.47% | 14.47% | ASHA SOLAR PV 2026
| 65 | ASHA SOLAR PV 2035 | Ashanti Group | Sun | Solar PV | 0 | 0 | 0 | 0 | 0 | 0 | 0 | 0 | 0 | 0 | 0 | 0 | 0 | 0 | 0 | 0 | 12.6751 | 69.7128 | 0 | 0 | 0 | 0 | 0 | 0 | 0 | 25 | 25 | 0 | 0 | 0 | 0 | 0 | 0 | 0 | 0 | 0 | 0 | 0 | 0 | 0 | 0 | 0 | 0 | 0 | 0 | 0 | 0 | 0 | 0 | 0 | 0 | 0 | 10 | 55 | 0% | 0% | 0% | 0% | 0% | 0% | 0% | 14.47% | 14.47% | ASHA SOLAR PV 2035
| 66 | SOUT SOLAR PV 2020 | SouthWest Ghana Group | Sun | Solar PV | 0 | 0 | 0 | 0 | 0 | 0 | 0 | 0 | 0 | 0 | 0 | 0 | 0 | 12.6751 | 12.6751 | 12.6751 | 12.6751 | 12.6751 | 0 | 0 | 0 | 0 | 24.8 | 24.8 | 24.8 | 24.8 | 24.8 | 0 | 0 | 0 | 0 | 0 | 0 | 0 | 0 | 0 | 0 | 0 | 0 | 0 | 0 | 0 | 0 | 0 | 0 | 0 | 0 | 0 | 0 | 10 | 10 | 10 | 10 | 10 | 0% | 0% | 0% | 0% | 14.47% | 14.47% | 14.47% | 14.47% | 14.47% | SOUT SOLAR PV 2020
| 67 | SOUT SOLAR PV 2026 | SouthWest Ghana Group | Sun | Solar PV | 0 | 0 | 0 | 0 | 0 | 0 | 0 | 0 | 0 | 0 | 0 | 0 | 0 | 0 | 12.6751 | 25.3501 | 31.6876 | 31.6876 | 0 | 0 | 0 | 0 | 0 | 24.8 | 24.8 | 24.8 | 24.8 | 0 | 0 | 0 | 0 | 0 | 0 | 0 | 0 | 0 | 0 | 0 | 0 | 0 | 0 | 0 | 0 | 0 | 0 | [5 empty] | 10 | 20 | 25 | 25 | [5 empty] | 14.47% | 14.47% | 14.47% | 14.47% | SOUT SOLAR PV 2026
| 68 | SOUT SOLAR PV 2035 | SouthWest Ghana Group | Sun | Solar PV | 0 | 0 | 0 | 0 | 0 | 0 | 0 | 0 | 0 | 0 | 0 | 0 | 0 | 0 | 0 | 0 | 12.6751 | 57.0377 | 0 | 0 | 0 | 0 | 0 | 0 | 0 | 25 | 25 | 0 | 0 | 0 | 0 | 0 | 0 | 0 | 0 | 0 | 0 | 0 | 0 | 0 | 0 | 0 | 0 | 0 | 0 | 0 | 0 | 0 | 0 | 0 | 0 | 0 | 10 | 45 | 0% | 0% | 0% | 0% | 0% | 0% | 0% | 14.47% | 14.47% | SOUT SOLAR PV 2035
| 69 | NORT SOLAR PV 2018 | Northern Ghana Group | Sun | Solar PV | 0 | 0 | 0 | 0 | 0 | 0 | 0 | 0 | 0 | 0 | 0 | 67.5263 | 67.5263 | 67.5263 | 67.5263 | 67.5263 | 67.5263 | 67.5263 | 0 | 0 | 24.8 | 24.8 | 24.8 | 24.8 | 24.8 | 24.8 | 24.8 | 0 | 0 | 0 | 0 | 0 | 0 | 0 | 0 | 0 | 0 | 0 | 0 | 0 | 0 | 0 | 0 | 0 | 0 |  |  | 47.1565 | 47.1565 | 47.1565 | 47.1565 | 47.1565 | 47.1565 | 47.1565 |  |  | 16.35% | 16.35% | 16.35% | 16.35% | 16.35% | 16.35% | 16.35% | NORT SOLAR PV 2018
| 70 | NORT SOLAR PV 2020 | Northern Ghana Group | Sun | Solar PV | 0 | 0 | 0 | 0 | 0 | 0 | 0 | 0 | 0 | 0 | 0 | 0 | 71.598 | 214.7941 | 214.7941 | 214.7941 | 214.7941 | 214.7941 | 0 | 0 | 0 | 24.8 | 24.8 | 24.8 | 24.8 | 24.8 | 24.8 | 0 | 0 | 0 | 0 | 0 | 0 | 0 | 0 | 0 | 0 | 0 | 0 | 0 | 0 | 0 | 0 | 0 | 0 | 0 | 0 | 0 | 50 | 150 | 150 | 150 | 150 | 150 | 0% | 0% | 0% | 16.35% | 16.35% | 16.35% | 16.35% | 16.35% | 16.35% | NORT SOLAR PV 2020
| 71 | NORT SOLAR PV 2023 | Northern Ghana Group | Sun | Solar PV | 0 | 0 | 0 | 0 | 0 | 0 | 0 | 0 | 0 | 0 | 0 | 0 | 0 | 71.598 | 143.1961 | 143.1961 | 143.1961 | 143.1961 | 0 | 0 | 0 | 0 | 24.8 | 24.8 | 24.8 | 24.8 | 24.8 | 0 | 0 | 0 | 0 | 0 | 0 | 0 | 0 | 0 | 0 | 0 | 0 | 0 | 0 | 0 | 0 | 0 | 0 | 0 | 0 | 0 | 0 | 50 | 100 | 100 | 100 | 100 | 0% | 0% | 0% | 0% | 16.35% | 16.35% | 16.35% | 16.35% | 16.35% | NORT SOLAR PV 2023
| 72 | NORT SOLAR PV 2026 | Northern Ghana Group | Sun | Solar PV | 0 | 0 | 0 | 0 | 0 | 0 | 0 | 0 | 0 | 0 | 0 | 0 | 0 | 0 | 71.598 | 214.7941 | 214.7941 | 214.7941 | 0 | 0 | 0 | 0 | 0 | 24.8 | 24.8 | 24.8 | 24.8 | 0 | 0 | 0 | 0 | 0 | 0 | 0 | 0 | 0 | 0 | 0 | 0 | 0 | 0 | 0 | 0 | 0 | 0 | 0 | 0 | 0 | 0 | 0 | 50 | 150 | 150 | 150 | 0% | 0% | 0% | 0% | 0% | 16.35% | 16.35% | 16.35% | 16.35% | NORT SOLAR PV 2026
| 73 | NORT SOLAR PV 2030 | Northern Ghana Group | Sun | Solar PV | 0 | 0 | 0 | 0 | 0 | 0 | 0 | 0 | 0 | 0 | 0 | 0 | 0 | 0 | 0 | 35.799 | 178.9951 | 178.9951 | 0 | 0 | 0 | 0 | 0 | 0 | 24.8 | 24.8 | 24.8 | 0 | 0 | 0 | 0 | 0 | 0 | 0 | 0 | 0 | 0 | 0 | 0 | 0 | 0 | 0 | 0 | 0 | 0 | 0 | 0 | 0 | 0 | 0 | 0 | 25 | 125 | 125 | 0% | 0% | 0% | 0% | 0% | 0% | 16.35% | 16.35% | 16.35% | NORT SOLAR PV 2030
| 74 | NORT SOLAR PV 2035 | Northern Ghana Group | Sun | Solar PV | 0 | 0 | 0 | 0 | 0 | 0 | 0 | 0 | 0 | 0 | 0 | 0 | 0 | 0 | 0 | 0 | 71.598 | 429.5883 | 0 | 0 | 0 | 0 | 0 | 0 | 0 | 24.8 | 24.8 | 0 | 0 | 0 | 0 | 0 | 0 | 0 | 0 | 0 | 0 | 0 | 0 | 0 | 0 | 0 | 0 | 0 | 0 | 0 | 0 | 0 | 0 | 0 | 0 | 0 | 50 | 300 | 0% | 0% | 0% | 0% | 0% | 0% | 0% | 16.35% | 16.35% | NORT SOLAR PV 2035
| 76 | SOUT SOLAR PV 2020 | SouthEast Ghana Group | Sun | Solar PV | 0 | 0 | 0 | 0 | 0 | 0 | 0 | 0 | 0 | 0 | 0 | 0 | 0 | 63.3753 | 63.3753 | 63.3753 | 63.3753 | 63.3753 | 0 | 0 | 0 | 0 | 24.8 | 24.8 | 24.8 | 24.8 | 24.8 | 0 | 0 | 0 | 0 | 0 | 0 | 0 | 0 | 0 | 0 | 0 | 0 | 0 | 0 | 0 | 0 | 0 | 0 | 0 | 0 | 0 | 0 | 50 | 50 | 50 | 50 | 50 | 0% | 0% | 0% | 0% | 14.47% | 14.47% | 14.47% | 14.47% | 14.47% | SOUT SOLAR PV 2020
| 77 | SOUT SOLAR PV 2026 | SouthEast Ghana Group | Sun | Solar PV | 0 | 0 | 0 | 0 | 0 | 0 | 0 | 0 | 0 | 0 | 0 | 0 | 0 | 0 | 31.6876 | 221.8134 | 285.1886 | 285.1886 | 0 | 0 | 0 | 0 | 0 | 24.8 | 24.8 | 24.8 | 24.8 | 0 | 0 | 0 | 0 | 0 | 0 | 0 | 0 | 0 | 0 | 0 | 0 | 0 | 0 | 0 | 0 | 0 | 0 | 0 | 0 | 0 | 0 | 0 | 25 | 175 | 225 | 225 | 0% | 0% | 0% | 0% | 0% | 14.47% | 14.47% | 14.47% | 14.47% | SOUT SOLAR PV 2026
| 78 | SOUT SOLAR PV 2035 | SouthEast Ghana Group | Sun | Solar PV | 0 | 0 | 0 | 0 | 0 | 0 | 0 | 0 | 0 | 0 | 0 | 0 | 0 | 0 | 0 | 0 | 63.3753 | 285.1886 | 0 | 0 | 0 | 0 | 0 | 0 | 0 | 25 | 25 | 0 | 0 | 0 | 0 | 0 | 0 | 0 | 0 | 0 | 0 | 0 | 0 | 0 | 0 | 0 | 0 | 0 | 0 | 0 | 0 | 0 | 0 | 0 | 0 | 0 | 50 | 225 | 0% | 0% | 0% | 0% | 0% | 0% | 0% | 14.47% | 14.47% | SOUT SOLAR PV 2035
| 80 | SOUT SOLAR PV 2020 | SouthWest Ghana Group | Sun | Solar PV | 0 | 0 | 0 | 0 | 0 | 0 | 0 | 0 | 0 | 0 | 0 | 0 | 0 | 38.0252 | 76.0503 | 76.0503 | 76.0503 | 76.0503 | 0 | 0 | 0 | 0 | 24.8 | 24.8 | 24.8 | 24.8 | 24.8 | 0 | 0 | 0 | 0 | 0 | 0 | 0 | 0 | 0 | 0 | 0 | 0 | 0 | 0 | 0 | 0 | 0 | 0 | 0 | 0 | 0 | 0 | 30 | 60 | 60 | 60 | 60 | 0% | 0% | 0% | 0% | 14.47% | 14.47% | 14.47% | 14.47% | 14.47% | SOUT SOLAR PV 2020
| 81 | SOUT SOLAR PV 2026 | SouthWest Ghana Group | Sun | Solar PV | 0 | 0 | 0 | 0 | 0 | 0 | 0 | 0 | 0 | 0 | 0 | 0 | 0 | 0 | 25.3501 | 126.7505 | 152.1006 | 152.1006 | 0 | 0 | 0 | 0 | 0 | 24.8 | 24.8 | 24.8 | 24.8 | 0 | 0 | 0 | 0 | 0 | 0 | 0 | 0 | 0 | 0 | 0 | 0 | 0 | 0 | 0 | 0 | 0 | 0 | 0 | 0 | 0 | 0 | 0 | 20 | 100 | 120 | 120 | 0% | 0% | 0% | 0% | 0% | 14.47% | 14.47% | 14.47% | 14.47% | SOUT SOLAR PV 2026
| 82 | SOUT SOLAR PV 2035 | SouthWest Ghana Group | Sun | Solar PV | 0 | 0 | 0 | 0 | 0 | 0 | 0 | 0 | 0 | 0 | 0 | 0 | 0 | 0 | 0 | 0 | 12.6751 | 152.1006 | 0 | 0 | 0 | 0 | 0 | 0 | 0 | 25 | 25 | 0 | 0 | 0 | 0 | 0 | 0 | 0 | 0 | 0 | 0 | 0 | 0 | 0 | 0 | 0 | 0 | 0 | 0 | 0 | 0 | 0 | 0 | 0 | 0 | 0 | 10 | 120 | 0% | 0% | 0% | 0% | 0% | 0% | 0% | 14.47% | 14.47% | SOUT SOLAR PV 2035
| 83 | SOUT SOLAR PV 2020 | SouthEast Ghana Group | Sun | Solar PV | 0 | 0 | 0 | 0 | 0 | 0 | 0 | 0 | 0 | 0 | 0 | 0 | 1.8814 | 1.8814 | 1.8814 | 1.8814 | 1.8814 | 1.8814 | 0 | 0 | 0 | 24.8 | 24.8 | 24.8 | 24.8 | 24.8 | 24.8 | 0 | 0 | 0 | 0 | 0 | 0 | 0 | 0 | 0 | 0 | 0 | 0 | 0 | 0 | 0 | 0 | 0 | 0 | 0 | 0 | 0 | 1.4844 | 1.4844 | 1.4844 | 1.4844 | 1.4844 | 1.4844 | 0% | 0% | 0% | 14.47% | 14.47% | 14.47% | 14.47% | 14.47% | 14.47% | SOUT SOLAR PV 2020
| 84 | SOUT SOLAR PV 2026 | SouthEast Ghana Group | Sun | Solar PV | 0 | 0 | 0 | 0 | 0 | 0 | 0 | 0 | 0 | 0 | 0 | 0 | 0 | 0 | 12.6751 | 25.3501 | 38.0252 | 38.0252 | 0 | 0 | 0 | 0 | 0 | 24.8 | 24.8 | 24.8 | 24.8 | 0 | 0 | 0 | 0 | 0 | 0 | 0 | 0 | 0 | 0 | 0 | 0 | 0 | 0 | 0 | 0 | 0 | 0 | 0 | 0 | 0 | 0 | 0 | 10 | 20 | 30 | 30 | 0% | 0% | 0% | 0% | 0% | 14.47% | 14.47% | 14.47% | 14.47% | SOUT SOLAR PV 2026
| 85 | SOUT SOLAR PV 2035 | SouthEast Ghana Group | Sun | Solar PV | 0 | 0 | 0 | 0 | 0 | 0 | 0 | 0 | 0 | 0 | 0 | 0 | 0 | 0 | 0 | 0 | 12.6751 | 38.0252 | 0 | 0 | 0 | 0 | 0 | 0 | 0 | 25 | 25 | 0 | 0 | 0 | 0 | 0 | 0 | 0 | 0 | 0 | 0 | 0 | 0 | 0 | 0 | 0 | 0 | 0 | 0 | 0 | 0 | 0 | 0 | 0 | 0 | 0 | 10 | 30 | 0% | 0% | 0% | 0% | 0% | 0% | 0% | 14.47% | 14.47% | SOUT SOLAR PV 2035
| 87 | ASHA SOLAR PV WITH STORAGE 2026 | Ashanti Group | Sun + storage | Solar PV + Storage | 0 | 0 | 0 | 0 | 0 | 0 | 0 | 0 | 0 | 0 | 0 | 0 | 0 | 0 | 0 | 12.675 | 12.675 | 12.675 | 0 | 0 | 0 | 0 | 0 | 0 | 28 | 28 | 28 | 0 | 0 | 0 | 0 | 0 | 0 | 0 | 0 | 0 | 0 | 0 | 0 | 0 | 0 | 0 | 0 | 0 | 0 | 0 | 0 | 0 | 0 | 0 | 0 | 10 | 10 | 10 | 0% | 0% | 0% | 0% | 0% | 0% | 14.47% | 14.47% | 14.47% | ASHA SOLAR PV WITH STORAGE 2026
| 88 | ASHA SOLAR PV WITH STORAGE 2035 | Ashanti Group | Sun + storage | Solar PV + Storage | 0 | 0 | 0 | 0 | 0 | 0 | 0 | 0 | 0 | 0 | 0 | 0 | 0 | 0 | 0 | 0 | 0 | 31.6876 | 0 | 0 | 0 | 0 | 0 | 0 | 0 | 0 | 28 | 0 | 0 | 0 | 0 | 0 | 0 | 0 | 0 | 0 | 0 | 0 | 0 | 0 | 0 | 0 | 0 | 0 | 0 | 0 | 0 | 0 | 0 | 0 | 0 | 0 | 0 | 25 | 0% | 0% | 0% | 0% | 0% | 0% | 0% | 0% | 14.47% | ASHA SOLAR PV WITH STORAGE 2035
| 90 | SOUT SOLAR PV WITH STORAGE 2026 | SouthWest Ghana Group | Sun + storage | Solar PV + Storage | 0 | 0 | 0 | 0 | 0 | 0 | 0 | 0 | 0 | 0 | 0 | 0 | 0 | 0 | 0 | 6.3375 | 6.3375 | 6.3375 | 0 | 0 | 0 | 0 | 0 | 0 | 28 | 28 | 28 | 0 | 0 | 0 | 0 | 0 | 0 | 0 | 0 | 0 | 0 | 0 | 0 | 0 | 0 | 0 | 0 | 0 | 0 | 0 | 0 | 0 | 0 | 0 | 0 | 5 | 5 | 5 | 0% | 0% | 0% | 0% | 0% | 0% | 14.47% | 14.47% | 14.47% | SOUT SOLAR PV WITH STORAGE 2026
| 93 | NORT SOLAR PV WITH STORAGE 2026 | Northern Ghana Group | Sun + storage | Solar PV + Storage | 0 | 0 | 0 | 0 | 0 | 0 | 0 | 0 | 0 | 0 | 0 | 0 | 0 | 0 | 0 | 63.3752 | 63.3752 | 63.3752 | 0 | 0 | 0 | 0 | 0 | 0 | 28 | 28 | 28 | 0 | 0 | 0 | 0 | 0 | 0 | 0 | 0 | 0 | 0 | 0 | 0 | 0 | 0 | 0 | 0 | 0 | 0 | 0 | 0 | 0 | 0 | 0 | 0 | 50 | 50 | 50 | 0% | 0% | 0% | 0% | 0% | 0% | 14.47% | 14.47% | 14.47% | NORT SOLAR PV WITH STORAGE 2026
| 96 | SOUT SOLAR PV WITH STORAGE 2026 | SouthEast Ghana Group | Sun + storage | Solar PV + Storage | 0 | 0 | 0 | 0 | 0 | 0 | 0 | 0 | 0 | 0 | 0 | 0 | 0 | 0 | 0 | 95.0629 | 95.0629 | 95.0629 | 0 | 0 | 0 | 0 | 0 | 0 | 28 | 28 | 28 | 0 | 0 | 0 | 0 | 0 | 0 | 0 | 0 | 0 | 0 | 0 | 0 | 0 | 0 | 0 | 0 | 0 | 0 | 0 | 0 | 0 | 0 | 0 | 0 | 75 | 75 | 75 | 0% | 0% | 0% | 0% | 0% | 0% | 14.47% | 14.47% | 14.47% | SOUT SOLAR PV WITH STORAGE 2026
| 99 | SOUT SOLAR PV WITH STORAGE 2026 | SouthWest Ghana Group | Sun + storage | Solar PV + Storage | 0 | 0 | 0 | 0 | 0 | 0 | 0 | 0 | 0 | 0 | 0 | 0 | 0 | 0 | 0 | 50.7002 | 50.7002 | 50.7002 | 0 | 0 | 0 | 0 | 0 | 0 | 28 | 28 | 28 | 0 | 0 | 0 | 0 | 0 | 0 | 0 | 0 | 0 | 0 | 0 | 0 | 0 | 0 | 0 | 0 | 0 | 0 | 0 | 0 | 0 | 0 | 0 | 0 | 40 | 40 | 40 | 0% | 0% | 0% | 0% | 0% | 0% | 14.47% | 14.47% | 14.47% | SOUT SOLAR PV WITH STORAGE 2026
| 102 | SOUT SOLAR PV WITH STORAGE 2026 | SouthEast Ghana Group | Sun + storage | Solar PV + Storage | 0 | 0 | 0 | 0 | 0 | 0 | 0 | 0 | 0 | 0 | 0 | 0 | 0 | 0 | 0 | 6.3375 | 6.3375 | 6.3375 | 0 | 0 | 0 | 0 | 0 | 0 | 28 | 28 | 28 | 0 | 0 | 0 | 0 | 0 | 0 | 0 | 0 | 0 | 0 | 0 | 0 | 0 | 0 | 0 | 0 | 0 | 0 | 0 | 0 | 0 | 0 | 0 | 0 | 5 | 5 | 5 | 0% | 0% | 0% | 0% | 0% | 0% | 14.47% | 14.47% | 14.47% | SOUT SOLAR PV WITH STORAGE 2026
| 104 | SOUT WIND TURBINE 2020 | SouthEast Ghana Group | Wind | Wind | 0 | 0 | 0 | 0 | 0 | 0 | 0 | 0 | 0 | 0 | 0 | 0 | 175.1525 | 350.305 | 525.4575 | 525.4575 | 525.4575 | 525.4575 | 0 | 0 | 0 | 46.71 | 46.71 | 46.71 | 46.71 | 46.71 | 46.71 | 0 | 0 | 0 | 0 | 0 | 0 | 0 | 0 | 0 | 0 | 0 | 0 | 0 | 0 | 0 | 0 | 0 | 0 | 0 | 0 | 0 | 75 | 150 | 225 | 225 | 225 | 225 | 0% | 0% | 0% | 26.66% | 26.66% | 26.66% | 26.66% | 26.66% | 26.66% | SOUT WIND TURBINE 2020
| 105 | SOUT WIND TURBINE 2026 | SouthEast Ghana Group | Wind | Wind | 0 | 0 | 0 | 0 | 0 | 0 | 0 | 0 | 0 | 0 | 0 | 0 | 0 | 0 | 175.1525 | 408.6892 | 525.4575 | 525.4575 | 0 | 0 | 0 | 0 | 0 | 46.71 | 46.71 | 46.71 | 46.71 | 0 | 0 | 0 | 0 | 0 | 0 | 0 | 0 | 0 | 0 | 0 | 0 | 0 | 0 | 0 | 0 | 0 | 0 | 0 | 0 | 0 | 0 | 0 | 75 | 175 | 225 | 225 | 0% | 0% | 0% | 0% | 0% | 26.66% | 26.66% | 26.66% | 26.66% | SOUT WIND TURBINE 2026
| 106 | SOUT WIND TURBINE 2035 | SouthEast Ghana Group | Wind | Wind | 0 | 0 | 0 | 0 | 0 | 0 | 0 | 0 | 0 | 0 | 0 | 0 | 0 | 0 | 0 | 0 | 233.5367 | 233.5367 | 0 | 0 | 0 | 0 | 0 | 0 | 0 | 47 | 47 | 0 | 0 | 0 | 0 | 0 | 0 | 0 | 0 | 0 | 0 | 0 | 0 | 0 | 0 | 0 | 0 | 0 | 0 | 0 | 0 | 0 | 0 | 0 | 0 | 0 | 100 | 100 | 0% | 0% | 0% | 0% | 0% | 0% | 0% | 26.66% | 26.66% | SOUT WIND TURBINE 2035
[6 empty] | 0 | 0 | 0 | 0 | 0 | 0 | 0 |  |  | 0 | 0 | 0 | 0 | 0 | 0 | 0 |  |  | 0 | 0 | 0 | 0 | 0 | 0 | 0 |  |  | 0 | 0 | 0 | 0 | 0 | 0 | 0 |  |  | 0 | 0 | 0 | 0 | 0 | 0 | 0 |  |  | 0 | 0 | 0 | 0 | 0 | 0 | 0 |  |  | 0 | 0 | 0 | 0 | 0 | 0 | 0

## GreaterFuelSupply
Back to Contents
|  | Plant Name |  |  |  | FUEL CONSUMPTION | [8 empty] | GENERATION | [8 empty] | FOM (USD/kW-yr | [8 empty] | VOM (USD/MWh) | [8 empty] | Fuel Cost (USD/MWh) | [8 empty] | Available Capacity | [8 empty] | Capacity Factors
| UnitID |  | Model Region | Fuel Type | Capacity Type | 2017 | 2018 | 2019 | 2020 | 2023 | 2026 | 2030 | 2035 | 2040 | 2017 | 2018 | 2019 | 2020 | 2023 | 2026 | 2030 | 2035 | 2040 | 2017 | 2018 | 2019 | 2020 | 2023 | 2026 | 2030 | 2035 | 2040 | 2017 | 2018 | 2019 | 2020 | 2023 | 2026 | 2030 | 2035 | 2040 | 2017 | 2018 | 2019 | 2020 | 2023 | 2026 | 2030 | 2035 | 2040 | 2017 | 2018 | 2019 | 2020 | 2023 | 2026 | 2030 | 2035 | 2040 | 2017 | 2018 | 2019 | 2020 | 2023 | 2026 | 2030 | 2035 | 2040
| 1 | CENIT | SouthEast Ghana Group | Oil | Oil Combustion | 0 | 0 | 0 | 0 | 0 | 0 | 0 | 0 | 0 | 0 | 0 | 0 | 0 | 0 | 0 | 0 | 0 | 0 | 11.83 | 11.83 | 11.83 | 11.83 | 11.83 | 11.83 | 11.83 | 0 | 0 | 0 | 0 | 0 | 0 | 0 | 0 | 0 | 0 | 0 | 0 | 0 | 0 | 0 | 0 | 0 | 0 | 0 | 0 | 100 | 100 | 100 | 100 | 100 | 100 | 100 |  |  | 0% | 0% | 0% | 0% | 0% | 0% | 0% |  |  | CENIT
| 2 | Trojan 2B | SouthEast Ghana Group | Oil | Oil Combustion | 0 | 0 | 0 | 0 | 0 | 0 | 0 | 0 | 0 | 0 | 0 | 0 | 0 | 0 | 0 | 0 | 0 | 0 | 34 | 34 | 34 | 34 | 0 | 0 | 0 | 0 | 0 | 0 | 0 | 0 | 0 | 0 | 0 | 0 | 0 | 0 | 0 | 0 | 0 | 0 | 0 | 0 | 0 | 0 | 0 | 16.25 | 16.25 | 16.25 | 16.25 | [5 empty] | 0% | 0% | 0% | 0% | [5 empty] | Trojan 2B
| 3 | Trojan 2A | Ashanti Group | Oil | Oil Combustion | 0 | 0 | 0 | 0 | 0 | 0 | 0 | 0 | 0 | 0 | 0 | 0 | 0 | 0 | 0 | 0 | 0 | 0 | 34 | 34 | 34 | 34 | 0 | 0 | 0 | 0 | 0 | 0 | 0 | 0 | 0 | 0 | 0 | 0 | 0 | 0 | 0 | 0 | 0 | 0 | 0 | 0 | 0 | 0 | 0 | 16.25 | 16.25 | 16.25 | 16.25 | [5 empty] | 0% | 0% | 0% | 0% | [5 empty] | Trojan 2A
| 4 | GP Tarkwa Plant | SouthWest Ghana Group | Oil | Oil Combustion | 0 | 0 | 0 | 0 | 0 | 0 | 0 | 0 | 0 | 0 | 0 | 0 | 0 | 0 | 0 | 0 | 0 | 0 | 17.5 | 17.5 | 17.5 | 17.5 | 17.5 | 17.5 | 17.5 | 17.5 | 17.5 | 0 | 0 | 0 | 0 | 0 | 0 | 0 | 0 | 0 | 0 | 0 | 0 | 0 | 0 | 0 | 0 | 0 | 0 | 33 | 33 | 33 | 33 | 33 | 33 | 33 | 33 | 33 | 0% | 0% | 0% | 0% | 0% | 0% | 0% | 0% | 0% | GP Tarkwa Plant
| 5 | GP Chirano Plant | SouthWest Ghana Group | Oil | Oil Combustion | 0 | 0 | 0 | 0 | 0 | 0 | 0 | 0 | 0 | 0 | 0 | 0 | 0 | 0 | 0 | 0 | 0 | 0 | 17.5 | 17.5 | 17.5 | 17.5 | 17.5 | 17.5 | 17.5 | 17.5 | 17.5 | 0 | 0 | 0 | 0 | 0 | 0 | 0 | 0 | 0 | 0 | 0 | 0 | 0 | 0 | 0 | 0 | 0 | 0 | 30 | 30 | 30 | 30 | 30 | 30 | 30 | 30 | 30 | 0% | 0% | 0% | 0% | 0% | 0% | 0% | 0% | 0% | GP Chirano Plant
| 6 | GP Darmang Plant | SouthWest Ghana Group | Oil | Oil Combustion | 0 | 0 | 0 | 0 | 0 | 0 | 0 | 0 | 0 | 0 | 0 | 0 | 0 | 0 | 0 | 0 | 0 | 0 | 17.5 | 17.5 | 17.5 | 17.5 | 17.5 | 17.5 | 17.5 | 17.5 | 17.5 | 0 | 0 | 0 | 0 | 0 | 0 | 0 | 0 | 0 | 0 | 0 | 0 | 0 | 0 | 0 | 0 | 0 | 0 | 25.5 | 25.5 | 25.5 | 25.5 | 25.5 | 25.5 | 25.5 | 25.5 | 25.5 | 0% | 0% | 0% | 0% | 0% | 0% | 0% | 0% | 0% | GP Darmang Plant
| 7 | SAPP 2 | SouthEast Ghana Group | Oil/Gas | Oil/Gas Combined Cycle | 17.495 | 20.6615 | 0 | 0 | 23.5117 | 23.5117 | 23.5117 | 23.5117 | 23.5117 | 2242.9551 | 2648.9077 | 0 | 0 | 3014.316 | 3014.316 | 3014.316 | 3014.316 | 3014.316 | 16 | 16 | 16 | 16 | 16 | 16 | 16 | 16 | 16 | 3.5 | 3.5 | 0 | 0 | 3.5 | 3.5 | 3.5 | 3.5 | 3.5 | 67.2133 | 62.4515 | 0 | 0 | 66.1338 | 67.6513 | 66.3018 | 72.9658 | 78.6514 | 370 | 370 | 370 | 370 | 370 | 370 | 370 | 370 | 370 | 69.2% | 81.73% | 0% | 0% | 93% | 93% | 93% | 93% | 93% | SAPP 2
| 8 | Cenpower | SouthEast Ghana Group | Oil/Gas | Oil/Gas Combined Cycle | 0 | 0.10607 | 0 | 0 | 21.6884 | 21.6884 | 21.6884 | 21.6884 | 20.6443 | 0 | 13.5468 | 0 | 0 | 2769.912 | 2769.912 | 2769.912 | 2769.9119 | 2636.5689 | 0 | 16 | 16 | 16 | 16 | 16 | 16 | 16 | 16 | 0 | 3.5 | 0 | 0 | 3.5 | 3.5 | 3.5 | 3.5 | 3.5 | 0 | 62.6917 | 0 | 0 | 63.1951 | 66.1675 | 69.6121 | 76.0764 | 88.7516 |  | 340 | 340 | 340 | 340 | 340 | 340 | 340 | 340 |  | 0.4548% | 0% | 0% | 93% | 93% | 93% | 93% | 88.52% | Cenpower
| 9 | KarpowerShip 1 | SouthEast Ghana Group | Oil/Gas | Oil/Gas Combined Cycle | 14.837 | 0 | 0 | 0 | 0 | 0 | 0 | 0 | 0 | 1942.0129 | 0 | 0 | 0 | 0 | 0 | 0 | 0 | 0 | 177.828 | 0 | 0 | 0 | 0 | 0 | 0 | 0 | 0 | 3.5 | 0 | 0 | 0 | 0 | 0 | 0 | 0 | 0 | 67.6184 | 0 | 0 | 0 | 0 | 0 | 0 | 0 | 0 | 247 | [8 empty] | 89.75% | [8 empty] | KarpowerShip 1
| 10 | AKSA | SouthEast Ghana Group | Oil/Gas | Oil/Gas Combined Cycle | 1.6401 | 0 | 17.5018 | 19.1167 | 25.9679 | 25.9679 | 25.9679 | 4.0386 | 10.0419 | 192.9509 | 0 | 2059.0397 | 2249.0293 | 3055.05 | 3055.05 | 3055.0499 | 475.1315 | 1181.3957 | 16 | 16 | 16 | 16 | 16 | 16 | 16 | 16 | 16 | 3.5 | 0 | 3.5 | 3.5 | 3.5 | 3.5 | 3.5 | 3.5 | 3.5 | 75.3409 | 0 | 70.7149 | 70.5776 | 67.4947 | 73.5393 | 77.2497 | 80.9451 | 96.7608 | 250 | 375 | 375 | 375 | 375 | 375 | 375 | 375 | 375 | 8.811% | 0% | 62.68% | 68.46% | 93% | 93% | 93% | 14.46% | 35.96% | AKSA
| 11 | TAPCO (T1) | SouthWest Ghana Group | Oil/Gas | Oil/Gas Combined Cycle | 11.645 | 17.1872 | 17.1872 | 17.1872 | 0 | 17.1872 | 17.1872 | 16.5942 | 0.7953 | 1496.2075 | 2208.3 | 2208.3 | 2208.3 | 0 | 2208.3 | 2208.2998 | 2132.1104 | 102.1847 | 18.7 | 18.7 | 18.7 | 18.7 | 18.7 | 18.7 | 18.7 | 18.7 | 18.7 | 5 | 5 | 5 | 5 | 0 | 5 | 5 | 5 | 5 | 58.9701 | 62.3154 | 64.7499 | 64.6242 | 0 | 62.3592 | 63.0192 | 62.5775 | 61.5635 | 305 | 305 | 305 | 305 | 305 | 305 | 305 | 305 | 305 | 56% | 82.65% | 82.65% | 82.65% | 0% | 82.65% | 82.65% | 79.8% | 3.825% | TAPCO (T1)
| 12 | TICO (T2) | SouthWest Ghana Group | Oil/Gas | Oil/Gas Combined Cycle | 17.7346 | 17.7346 | 2.2472 | 1.3296 | 0 | 17.7346 | 17.7346 | 17.7346 | 7.4461 | 2382.72 | 2382.72 | 301.9267 | 178.6345 | 0 | 2382.7201 | 2382.72 | 2382.72 | 1000.4135 | 30.94 | 30.94 | 30.94 | 30.94 | 30.94 | 30.94 | 30.94 | 30.94 | 30.94 | 4.9 | 4.9 | 4.9 | 4.9 | 0 | 4.9 | 4.9 | 4.9 | 4.9 | 55.9271 | 59.5931 | 61.9213 | 61.8011 | 0 | 59.635 | 60.2662 | 59.8438 | 58.8741 | 320 | 320 | 320 | 320 | 320 | 320 | 320 | 320 | 320 | 85% | 85% | 10.77% | 6.373% | 0% | 85% | 85% | 85% | 35.69% | TICO (T2)
| 13 | Amandi | SouthWest Ghana Group | Oil/Gas | Oil/Gas Combined Cycle | 0 | 0 | 8.0946 | 12.0103 | 0 | 12.0103 | 12.0103 | 8.4135 | 0.17727 | 0 | 0 | 987.1488 | 1464.672 | 0 | 1464.672 | 1464.672 | 1026.0372 | 21.6181 | 0 | 0 | 30.94 | 30.94 | 30.94 | 30.94 | 30.94 | 30.94 | 30.94 | 0 | 0 | 4.9 | 4.9 | 0 | 4.9 | 4.9 | 4.9 | 4.9 | 0 | 0 | 68.2191 | 68.0866 | 0 | 65.7003 | 66.3957 | 65.9303 | 64.862 |  |  | 190 | 190 | 190 | 190 | 190 | 190 | 190 |  |  | 59.31% | 88% | 0% | 88% | 88% | 61.65% | 1.299% | Amandi
| 14 | KarpowerShip 2 | SouthWest Ghana Group | Oil/Gas | Oil/Gas Combined Cycle | 0 | 27.2668 | 31.8841 | 31.8841 | 31.8841 | 0 | 0 | 0 | 0 | 0 | 3202.5801 | 3744.9 | 3744.9 | 3744.9 | 0 | 0 | 0 | 0 | 0 | 177.828 | 177.828 | 177.828 | 177.828 | 0 | 0 | 0 | 0 | 0 | 3.5 | 3.5 | 3.5 | 3.5 | 0 | 0 | 0 | 0 | 0 | 68.1682 | 70.8314 | 70.6939 | 67.0356 | 0 | 0 | 0 | 0 |  | 450 | 450 | 450 | 450 | [5 empty] | 81.24% | 95% | 95% | 95% |  |  |  |  | KarpowerShip 2
| 15 | Early Power | SouthEast Ghana Group | Oil/Gas | Oil/Gas Combustion | 0 | 0 | 0 | 0 | 21.2424 | 23.0656 | 23.0656 | 23.0656 | 23.0656 | 0 | 0 | 0 | 0 | 2832.3242 | 3075.417 | 3075.417 | 3075.417 | 3075.417 | 0 | 0 | 16 | 16 | 16 | 16 | 16 | 16 | 16 | 0 | 0 | 0 | 0 | 3.5 | 3.5 | 3.5 | 3.5 | 3.5 | 0 | 0 | 0 | 0 | 69.1673 | 70.4877 | 63.6054 | 69.6391 | 81.4118 |  |  | 377.5 | 377.5 | 377.5 | 377.5 | 377.5 | 377.5 | 377.5 |  |  | 0% | 0% | 85.65% | 93% | 93% | 93% | 93% | Early Power
| 16 | TT1PP | SouthEast Ghana Group | Oil/Gas | Oil/Gas Combustion | 0 | 0 | 0 | 0 | 0 | 0 | 0 | 0 | 0 | 0 | 0 | 0 | 0 | 0 | 0 | 0 | 0 | 0 | 14.3 | 14.3 | 14.3 | 14.3 | 14.3 | 14.3 | 14.3 | 14.3 | 14.3 | 0 | 0 | 0 | 0 | 0 | 0 | 0 | 0 | 0 | 0 | 0 | 0 | 0 | 0 | 0 | 0 | 0 | 0 | 100 | 100 | 100 | 100 | 100 | 100 | 100 | 100 | 100 | 0% | 0% | 0% | 0% | 0% | 0% | 0% | 0% | 0% | TT1PP
| 17 | KTPP | SouthEast Ghana Group | Oil/Gas | Oil/Gas Combustion | 0 | 0 | 17.76 | 17.76 | 17.76 | 0 | 0 | 0 | 0 | 0 | 0 | 1629.36 | 1629.36 | 1629.3598 | 0 | 0 | 0 | 0 | 12.3 | 12.3 | 12.3 | 12.3 | 12.3 | 12.3 | 12.3 | 12.3 | 12.3 | 0 | 0 | 3.5 | 3.5 | 3.5 | 0 | 0 | 0 | 0 | 0 | 0 | 90.6815 | 90.5054 | 95.0345 | 0 | 0 | 0 | 0 | 200 | 200 | 200 | 200 | 200 | 200 | 200 | 200 | 200 | 0% | 0% | 93% | 93% | 93% | 0% | 0% | 0% | 0% | KTPP
| 18 | Trojan 1 | SouthEast Ghana Group | Oil/Gas | Oil/Gas Combustion | 0.41408 | 0 | 0 | 0 | 0 | 0 | 0 | 0 | 0 | 49.0614 | 0 | 0 | 0 | 0 | 0 | 0 | 0 | 0 | 34 | 34 | 34 | 34 | 0 | 0 | 0 | 0 | 0 | 5.5 | 0 | 0 | 0 | 0 | 0 | 0 | 0 | 0 | 69.3768 | 0 | 0 | 0 | 0 | 0 | 0 | 0 | 0 | 24.96 | 24.96 | 24.96 | 24.96 | [5 empty] | 22.44% | 0% | 0% | 0% | [5 empty] | Trojan 1
| 19 | MRP | SouthEast Ghana Group | Oil/Gas | Oil/Gas Combustion | 0 | 0 | 0 | 0 | 0 | 0 | 0 | 0 | 0 | 0 | 0 | 0 | 0 | 0 | 0 | 0 | 0 | 0 | 12.5737 | 12.5737 | 12.5737 | 12.5737 | 12.5737 | 12.5737 | 12.5737 | 12.5737 | 12.5737 | 0 | 0 | 0 | 0 | 0 | 0 | 0 | 0 | 0 | 0 | 0 | 0 | 0 | 0 | 0 | 0 | 0 | 0 | 70 | 70 | 70 | 70 | 70 | 70 | 70 | 70 | 70 | 0% | 0% | 0% | 0% | 0% | 0% | 0% | 0% | 0% | MRP
| 20 | Safisana | SouthEast Ghana Group | Biogas | Biogas | 0.010052 | 0 | 0.010052 | 0 | 0.010052 | 0 | 0.010052 | 0.010052 | 0.010052 | 0.7446 | 0 | 0.7446 | 0 | 0.7446 | 0 | 0.7446 | 0.7446 | 0.7446 | 35 | 35 | 35 | 35 | 35 | 35 | 35 | 35 | 35 | 4.2 | 0 | 4.2 | 0 | 4.2 | 0 | 4.2 | 4.2 | 4.2 | 40.5 | 0 | 40.5 | 0 | 40.5 | 0 | 40.5 | 40.5 | 40.5 | 0.1 | 0.1 | 0.1 | 0.1 | 0.1 | 0.1 | 0.1 | 0.1 | 0.1 | 85% | 0% | 85% | 0% | 85% | 0% | 85% | 85% | 85% | Safisana
| 21 | TT2PP | SouthEast Ghana Group | Gas | Gas Combustion Turbine | 0.56362 | 0 | 0 | 0 | 2.5491 | 0.01134 | 2.6368 | 0.0072037 | 0.00090551 | 57.9852 | 0 | 0 | 0 | 262.2575 | 1.1667 | 271.2782 | 0.74113 | 0.09316 | 12.1007 | 12.1007 | 12.1007 | 12.1007 | 12.1007 | 12.1007 | 12.1007 | 12.1007 | 12.1007 | 4.5 | 0 | 0 | 0 | 4.5 | 4.5 | 4.5 | 4.5 | 4.5 | 79.8984 | 0 | 0 | 0 | 92.8349 | 77.8788 | 78.7032 | 78.1515 | 110.6489 | 45 | 45 | 45 | 45 | 45 | 45 | 45 | 45 | 45 | 14.71% | 0% | 0% | 0% | 66.53% | 0.296% | 68.82% | 0.188% | 0.02363% | TT2PP
| 22 | SAPP 1 | SouthEast Ghana Group | Gas | Gas Combustion Turbine | 3.2351 | 0 | 0 | 0 | 1.1558 | 5.8654 | 13.3875 | 0.1386 | 0.045935 | 346.7367 | 0 | 0 | 0 | 123.8797 | 628.6656 | 1434.888 | 14.8548 | 4.9234 | 11.83 | 11.83 | 11.83 | 11.83 | 11.83 | 11.83 | 11.83 | 11.83 | 11.83 | 4.5 | 0 | 0 | 0 | 4.5 | 4.5 | 4.5 | 4.5 | 4.5 | 76.6926 | 0 | 0 | 0 | 78.6434 | 77.231 | 80.2655 | 85.4139 | 106.2092 | 180 | 180 | 180 | 180 | 180 | 180 | 180 | 180 | 180 | 21.99% | 0% | 0% | 0% | 7.856% | 39.87% | 91% | 0.9421% | 0.3122% | SAPP 1
| 23 | Trojan 3 | SouthEast Ghana Group | Gas | Gas Combustion Turbine | 0 | 0 | 0 | 0 | 0 | 0 | 0 | 0 | 0 | 0 | 0 | 0 | 0 | 0 | 0 | 0 | 0 | 0 | 0 | 34 | 34 | 34 | 0 | 0 | 0 | 0 | 0 | 0 | 0 | 0 | 0 | 0 | 0 | 0 | 0 | 0 | 0 | 0 | 0 | 0 | 0 | 0 | 0 | 0 | 0 |  | 49.92 | 49.92 | 49.92 | [6 empty] | 0% | 0% | 0% | [5 empty] | Trojan 3
| 24 | Ameri_2016 | SouthWest Ghana Group | Gas | Gas Combustion Turbine | 1.0849 | 0 | 18.427 | 18.427 | 0 | 0 | 0 | 0 | 0 | 106.7572 | 0 | 1813.32 | 1813.32 | 0 | 0 | 0 | 0 | 0 | 14.54 | 14.54 | 14.54 | 14.54 | 0 | 0 | 0 | 0 | 0 | 5 | 0 | 5 | 5 | 0 | 0 | 0 | 0 | 0 | 74.9854 | 0 | 84.5417 | 84.3776 | 0 | 0 | 0 | 0 | 0 | 230 | 230 | 230 | 230 | [5 empty] | 5.299% | 0% | 90% | 90% | [5 empty] | Ameri_2016
| 25 | Ameri_2021 | SouthWest Ghana Group | Gas | Gas Combustion Turbine | 0 | 0 | 0 | 0 | 18.427 | 0 | 0 | 0.0018786 | 0 | 0 | 0 | 0 | 0 | 1813.32 | 0 | 0 | 0.18487 | 0 | 0 | 0 | 0 | 0 | 14.54 | 14.54 | 14.54 | 14.54 | 14.54 | 0 | 0 | 0 | 0 | 4.17 | 0 | 0 | 4.17 | 0 | 0 | 0 | 0 | 0 | 80.0113 | 0 | 0 | 81.7053 | 0 |  |  |  |  | 230 | 230 | 230 | 230 | 230 |  |  |  |  | 90% | 0% | 0% | 0.009175% | 0% | Ameri_2021
| 26 | Bui | Northern Ghana Group | Water | Hydro | 0 | 0 | 0 | 0 | 0 | 0 | 0 | 0 | 0 | 669.5864 | 669.5865 | 0 | 360.4786 | 0 | 669.5865 | 669.5867 | 669.5867 | 669.5866 | 27.74 | 27.74 | 27.74 | 27.74 | 27.74 | 27.74 | 27.74 | 27.74 | 27.74 | 1.63 | 1.63 | 0 | 1.63 | 0 | 1.63 | 1.63 | 1.63 | 1.63 | 0 | 0 | 0 | 0 | 0 | 0 | 0 | 0 | 0 | 330 | 330 | 330 | 330 | 330 | 330 | 330 | 330 | 330 | 23.16% | 23.16% | 0% | 12.47% | 0% | 23.16% | 23.16% | 23.16% | 23.16% | Bui
| 27 | Akosombo | SouthEast Ghana Group | Water | Hydro | 0 | 0 | 0 | 0 | 0 | 0 | 0 | 0 | 0 | 3681.6907 | 3681.688 | 3854.2148 | 4016.3883 | 3638.718 | 4434.7626 | 4434.7621 | 4434.7629 | 4434.7616 | 9.16 | 9.16 | 9.16 | 9.16 | 9.16 | 9.16 | 9.16 | 9.16 | 9.16 | 0.98 | 0.98 | 0.98 | 0.98 | 0.98 | 0.98 | 0.98 | 0.98 | 0.98 | 0 | 0 | 0 | 0 | 0 | 0 | 0 | 0 | 0 | 900 | 900 | 900 | 900 | 900 | 900 | 900 | 900 | 900 | 46.7% | 46.7% | 48.89% | 50.94% | 46.15% | 56.25% | 56.25% | 56.25% | 56.25% | Akosombo
| 28 | Kpong | SouthEast Ghana Group | Water | Hydro | 0 | 0 | 0 | 0 | 0 | 0 | 0 | 0 | 0 | 722.7073 | 722.7074 | 694.0951 | 788.4081 | 424.668 | 870.534 | 870.5338 | 870.534 | 870.5339 | 9.16 | 9.16 | 9.16 | 9.16 | 9.16 | 9.16 | 9.16 | 9.16 | 9.16 | 0.98 | 0.98 | 0.98 | 0.98 | 0.98 | 0.98 | 0.98 | 0.98 | 0.98 | 0 | 0 | 0 | 0 | 0 | 0 | 0 | 0 | 0 | 140 | 140 | 140 | 140 | 140 | 140 | 140 | 140 | 140 | 58.93% | 58.93% | 56.6% | 64.29% | 34.63% | 70.98% | 70.98% | 70.98% | 70.98% | Kpong
| 29 | Cote d'Ivoire Dummy | Cote d'Ivoire | Water | Hydro | 0 | 0 | 0 | 0 | 0 | 0 | 0 | 0 | 0 | 814.6796 | 789.4468 | 10 | 10 | 10 | 731.3382 | 814.6798 | 814.68 | 814.6798 | 0 | 0 | 0 | 0 | 0 | 0 | 0 | 0 | 0 | 10 | 10 | 10 | 10 | 10 | 10 | 10 | 10 | 10 | 0 | 0 | 0 | 0 | 0 | 0 | 0 | 0 | 0 | 150 | 150 | 150 | 150 | 150 | 150 | 150 | 150 | 150 | 62% | 60.08% | 0.761% | 0.761% | 0.761% | 55.66% | 62% | 62% | 62% | Cote d'Ivoire Dummy
| 30 | Burkina Dummy | Burkina Group | Water | Hydro | 0 | 0 | 0 | 0 | 0 | 0 | 0 | 0 | 0 | 0.438 | 0.438 | 0.438 | 0.438 | 4.818 | 4.818 | 4.818 | 4.818 | 4.818 | 0 | 0 | 0 | 0 | 0 | 0 | 0 | 0 | 0 | 10 | 10 | 10 | 10 | 10 | 10 | 10 | 10 | 10 | 0 | 0 | 0 | 0 | 0 | 0 | 0 | 0 | 0 | 10 | 10 | 10 | 10 | 110 | 110 | 110 | 110 | 110 | 0.5% | 0.5% | 0.5% | 0.5% | 0.5% | 0.5% | 0.5% | 0.5% | 0.5% | Burkina Dummy
| 31 | VRA Solar | Northern Ghana Group | Sun | Solar PV | 0 | 0 | 0 | 0 | 0 | 0 | 0 | 0 | 0 | 2.7132 | 2.7132 | 2.7132 | 2.7132 | 2.7132 | 2.7132 | 2.7132 | 2.7132 | 2.7132 | 0 | 0 | 0 | 0 | 0 | 0 | 0 | 0 | 0 | 0 | 0 | 0 | 0 | 0 | 0 | 0 | 0 | 0 | 0 | 0 | 0 | 0 | 0 | 0 | 0 | 0 | 0 | 1.8 | 1.8 | 1.8 | 1.8 | 1.8 | 1.8 | 1.8 | 1.8 | 1.8 | 17.21% | 17.21% | 17.21% | 17.21% | 17.21% | 17.21% | 17.21% | 17.21% | 17.21% | VRA Solar
| 32 | BXC Solar | SouthEast Ghana Group | Sun | Solar PV | 0 | 0 | 0 | 0 | 0 | 0 | 0 | 0 | 0 | 24.0159 | 24.0159 | 24.0159 | 24.0159 | 24.0159 | 24.0159 | 24.0159 | 24.0159 | 0 | 0 | 0 | 0 | 0 | 0 | 0 | 0 | 0 | 0 | 0 | 0 | 0 | 0 | 0 | 0 | 0 | 0 | 0 | 0 | 0 | 0 | 0 | 0 | 0 | 0 | 0 | 0 | 18 | 18 | 18 | 18 | 18 | 18 | 18 | 18 |  | 15.23% | 15.23% | 15.23% | 15.23% | 15.23% | 15.23% | 15.23% | 15.23% |  | BXC Solar
| 41 | SOUT COAL STEAM TURBINE 2026 | SouthWest Ghana Group | Coal | Coal Steam Turbine | 0 | 0 | 0 | 0 | 0 | 0 | 20.4144 | 65.6478 | 65.6478 | 0 | 0 | 0 | 0 | 0 | 0 | 2319.8153 | 7459.981 | 7459.981 | 0 | 0 | 0 | 0 | 0 | 65 | 65 | 65 | 65 | 0 | 0 | 0 | 0 | 0 | 0 | 6.034 | 6.034 | 6.034 | 0 | 0 | 0 | 0 | 0 | 0 | 42.9756 | 44.2927 | 45.5165 | [5 empty] | 453.17 | 1001.878 | 1001.878 | 1001.878 | [5 empty] | 0% | 26.43% | 85% | 85% | SOUT COAL STEAM TURBINE 2026
| 43 | SOUT COMBINED CYCLE 2020 | SouthWest Ghana Group | Oil/Gas | Oil/Gas Combined Cycle | 0 | 0 | 0 | 0 | 0 | 0 | 0 | 0 | 30.652 | 0 | 0 | 0 | 0 | 0 | 0 | 0 | 0 | 4227.8651 | 0 | 0 | 0 | 0 | 0 | 0 | 0 | 0 | 15 | 0 | 0 | 0 | 0 | 0 | 0 | 0 | 0 | 3.48 | 0 | 0 | 0 | 0 | 0 | 0 | 0 | 0 | 82.5313 | 0 | 0 | 0 | 0 | 0 | 0 | 0 | 0 | 536.259 | 0% | 0% | 0% | 0% | 0% | 0% | 0% | 0% | 90% | SOUT COMBINED CYCLE 2020
| 45 | SOUT COMBINED CYCLE 2019 | SouthEast Ghana Group | Oil/Gas | Oil/Gas Combined Cycle | 0 | 0 | 0 | 0 | 0 | 0 | 0 | 40.0915 | 91.2207 | 0 | 0 | 0 | 0 | 0 | 0 | 0 | 5529.8639 | 12582.1632 | 0 | 0 | 0 | 0 | 0 | 0 | 0 | 15 | 15 | 0 | 0 | 0 | 0 | 0 | 0 | 0 | 3.48 | 3.48 | 0 | 0 | 0 | 0 | 0 | 0 | 0 | 69.0895 | 80.5833 | 0 | 0 | 0 | 0 | 0 | 0 | 0 | 701.403 | 1595.912 | 0% | 0% | 0% | 0% | 0% | 0% | 0% | 90% | 90% | SOUT COMBINED CYCLE 2019
| 52 | NORT HYDRO SMALL 2026 | Northern Ghana Group | Water | Hydro | 0 | 0 | 0 | 0 | 0 | 0 | 0 | 0 | 0 | 0 | 0 | 0 | 0 | 0 | 214.2471 | 214.2471 | 214.2471 | 214.2471 | 0 | 0 | 0 | 0 | 0 | 45 | 45 | 45 | 45 | 0 | 0 | 0 | 0 | 0 | 3 | 3 | 3 | 3 | 0 | 0 | 0 | 0 | 0 | 0 | 0 | 0 | 0 | [5 empty] | 57.5469 | 57.5469 | 57.5469 | 57.5469 | [5 empty] | 42.5% | 42.5% | 42.5% | 42.5% | NORT HYDRO SMALL 2026
| 54 | ASHA INTERRUPTIBLE 2016 | Ashanti Group | Interruptible | Interruptible | 0 | 0 | 0 | 0 | 0 | 0 | 0 | 0 | 0 | 0 | 0 | 0 | 0 | 0 | 0 | 0 | 0 | 0 | 0 | 0 | 0 | 0 | 0 | 0 | 0 | 0 | 0 | 0 | 0 | 0 | 0 | 0 | 0 | 0 | 0 | 0 | 0 | 0 | 0 | 0 | 0 | 0 | 0 | 0 | 0 | 129.301 | 217.102 | [7 empty] | 0% | 0% | [7 empty] | ASHA INTERRUPTIBLE 2016
| 63 | ASHA SOLAR PV 2020 | Ashanti Group | Sun | Solar PV | 0 | 0 | 0 | 0 | 0 | 0 | 0 | 0 | 0 | 0 | 0 | 0 | 6.3375 | 19.0126 | 19.0126 | 19.0126 | 19.0126 | 19.0126 | 0 | 0 | 0 | 24.8 | 24.8 | 24.8 | 24.8 | 24.8 | 24.8 | 0 | 0 | 0 | 0 | 0 | 0 | 0 | 0 | 0 | 0 | 0 | 0 | 0 | 0 | 0 | 0 | 0 | 0 | 0 | 0 | 0 | 5 | 15 | 15 | 15 | 15 | 15 | 0% | 0% | 0% | 14.47% | 14.47% | 14.47% | 14.47% | 14.47% | 14.47% | ASHA SOLAR PV 2020
| 64 | ASHA SOLAR PV 2026 | Ashanti Group | Sun | Solar PV | 0 | 0 | 0 | 0 | 0 | 0 | 0 | 0 | 0 | 0 | 0 | 0 | 0 | 0 | 12.6751 | 38.0252 | 50.7002 | 50.7002 | 0 | 0 | 0 | 0 | 0 | 24.8 | 24.8 | 24.8 | 24.8 | 0 | 0 | 0 | 0 | 0 | 0 | 0 | 0 | 0 | 0 | 0 | 0 | 0 | 0 | 0 | 0 | 0 | 0 | 0 | 0 | 0 | 0 | 0 | 10 | 30 | 40 | 40 | 0% | 0% | 0% | 0% | 0% | 14.47% | 14.47% | 14.47% | 14.47% | ASHA SOLAR PV 2026
| 65 | ASHA SOLAR PV 2035 | Ashanti Group | Sun | Solar PV | 0 | 0 | 0 | 0 | 0 | 0 | 0 | 0 | 0 | 0 | 0 | 0 | 0 | 0 | 0 | 0 | 12.6751 | 69.7128 | 0 | 0 | 0 | 0 | 0 | 0 | 0 | 25 | 25 | 0 | 0 | 0 | 0 | 0 | 0 | 0 | 0 | 0 | 0 | 0 | 0 | 0 | 0 | 0 | 0 | 0 | 0 | 0 | 0 | 0 | 0 | 0 | 0 | 0 | 10 | 55 | 0% | 0% | 0% | 0% | 0% | 0% | 0% | 14.47% | 14.47% | ASHA SOLAR PV 2035
| 66 | SOUT SOLAR PV 2020 | SouthWest Ghana Group | Sun | Solar PV | 0 | 0 | 0 | 0 | 0 | 0 | 0 | 0 | 0 | 0 | 0 | 0 | 0 | 12.6751 | 12.6751 | 12.6751 | 12.6751 | 12.6751 | 0 | 0 | 0 | 0 | 24.8 | 24.8 | 24.8 | 24.8 | 24.8 | 0 | 0 | 0 | 0 | 0 | 0 | 0 | 0 | 0 | 0 | 0 | 0 | 0 | 0 | 0 | 0 | 0 | 0 | 0 | 0 | 0 | 0 | 10 | 10 | 10 | 10 | 10 | 0% | 0% | 0% | 0% | 14.47% | 14.47% | 14.47% | 14.47% | 14.47% | SOUT SOLAR PV 2020
| 67 | SOUT SOLAR PV 2026 | SouthWest Ghana Group | Sun | Solar PV | 0 | 0 | 0 | 0 | 0 | 0 | 0 | 0 | 0 | 0 | 0 | 0 | 0 | 0 | 12.6751 | 25.3501 | 31.6876 | 31.6876 | 0 | 0 | 0 | 0 | 0 | 24.8 | 24.8 | 24.8 | 24.8 | 0 | 0 | 0 | 0 | 0 | 0 | 0 | 0 | 0 | 0 | 0 | 0 | 0 | 0 | 0 | 0 | 0 | 0 | [5 empty] | 10 | 20 | 25 | 25 | [5 empty] | 14.47% | 14.47% | 14.47% | 14.47% | SOUT SOLAR PV 2026
| 68 | SOUT SOLAR PV 2035 | SouthWest Ghana Group | Sun | Solar PV | 0 | 0 | 0 | 0 | 0 | 0 | 0 | 0 | 0 | 0 | 0 | 0 | 0 | 0 | 0 | 0 | 12.6751 | 57.0377 | 0 | 0 | 0 | 0 | 0 | 0 | 0 | 25 | 25 | 0 | 0 | 0 | 0 | 0 | 0 | 0 | 0 | 0 | 0 | 0 | 0 | 0 | 0 | 0 | 0 | 0 | 0 | 0 | 0 | 0 | 0 | 0 | 0 | 0 | 10 | 45 | 0% | 0% | 0% | 0% | 0% | 0% | 0% | 14.47% | 14.47% | SOUT SOLAR PV 2035
| 69 | NORT SOLAR PV 2018 | Northern Ghana Group | Sun | Solar PV | 0 | 0 | 0 | 0 | 0 | 0 | 0 | 0 | 0 | 0 | 0 | 67.5263 | 67.5263 | 67.5263 | 67.5263 | 67.5263 | 67.5263 | 67.5263 | 0 | 0 | 24.8 | 24.8 | 24.8 | 24.8 | 24.8 | 24.8 | 24.8 | 0 | 0 | 0 | 0 | 0 | 0 | 0 | 0 | 0 | 0 | 0 | 0 | 0 | 0 | 0 | 0 | 0 | 0 |  |  | 47.1565 | 47.1565 | 47.1565 | 47.1565 | 47.1565 | 47.1565 | 47.1565 |  |  | 16.35% | 16.35% | 16.35% | 16.35% | 16.35% | 16.35% | 16.35% | NORT SOLAR PV 2018
| 70 | NORT SOLAR PV 2020 | Northern Ghana Group | Sun | Solar PV | 0 | 0 | 0 | 0 | 0 | 0 | 0 | 0 | 0 | 0 | 0 | 0 | 71.598 | 214.7941 | 214.7941 | 214.7941 | 214.7941 | 214.7941 | 0 | 0 | 0 | 24.8 | 24.8 | 24.8 | 24.8 | 24.8 | 24.8 | 0 | 0 | 0 | 0 | 0 | 0 | 0 | 0 | 0 | 0 | 0 | 0 | 0 | 0 | 0 | 0 | 0 | 0 | 0 | 0 | 0 | 50 | 150 | 150 | 150 | 150 | 150 | 0% | 0% | 0% | 16.35% | 16.35% | 16.35% | 16.35% | 16.35% | 16.35% | NORT SOLAR PV 2020
| 71 | NORT SOLAR PV 2023 | Northern Ghana Group | Sun | Solar PV | 0 | 0 | 0 | 0 | 0 | 0 | 0 | 0 | 0 | 0 | 0 | 0 | 0 | 71.598 | 143.1961 | 143.1961 | 143.1961 | 143.1961 | 0 | 0 | 0 | 0 | 24.8 | 24.8 | 24.8 | 24.8 | 24.8 | 0 | 0 | 0 | 0 | 0 | 0 | 0 | 0 | 0 | 0 | 0 | 0 | 0 | 0 | 0 | 0 | 0 | 0 | 0 | 0 | 0 | 0 | 50 | 100 | 100 | 100 | 100 | 0% | 0% | 0% | 0% | 16.35% | 16.35% | 16.35% | 16.35% | 16.35% | NORT SOLAR PV 2023
| 72 | NORT SOLAR PV 2026 | Northern Ghana Group | Sun | Solar PV | 0 | 0 | 0 | 0 | 0 | 0 | 0 | 0 | 0 | 0 | 0 | 0 | 0 | 0 | 71.598 | 214.7941 | 214.7941 | 214.7941 | 0 | 0 | 0 | 0 | 0 | 24.8 | 24.8 | 24.8 | 24.8 | 0 | 0 | 0 | 0 | 0 | 0 | 0 | 0 | 0 | 0 | 0 | 0 | 0 | 0 | 0 | 0 | 0 | 0 | 0 | 0 | 0 | 0 | 0 | 50 | 150 | 150 | 150 | 0% | 0% | 0% | 0% | 0% | 16.35% | 16.35% | 16.35% | 16.35% | NORT SOLAR PV 2026
| 73 | NORT SOLAR PV 2030 | Northern Ghana Group | Sun | Solar PV | 0 | 0 | 0 | 0 | 0 | 0 | 0 | 0 | 0 | 0 | 0 | 0 | 0 | 0 | 0 | 35.799 | 178.9951 | 178.9951 | 0 | 0 | 0 | 0 | 0 | 0 | 24.8 | 24.8 | 24.8 | 0 | 0 | 0 | 0 | 0 | 0 | 0 | 0 | 0 | 0 | 0 | 0 | 0 | 0 | 0 | 0 | 0 | 0 | 0 | 0 | 0 | 0 | 0 | 0 | 25 | 125 | 125 | 0% | 0% | 0% | 0% | 0% | 0% | 16.35% | 16.35% | 16.35% | NORT SOLAR PV 2030
| 74 | NORT SOLAR PV 2035 | Northern Ghana Group | Sun | Solar PV | 0 | 0 | 0 | 0 | 0 | 0 | 0 | 0 | 0 | 0 | 0 | 0 | 0 | 0 | 0 | 0 | 71.598 | 429.5883 | 0 | 0 | 0 | 0 | 0 | 0 | 0 | 24.8 | 24.8 | 0 | 0 | 0 | 0 | 0 | 0 | 0 | 0 | 0 | 0 | 0 | 0 | 0 | 0 | 0 | 0 | 0 | 0 | 0 | 0 | 0 | 0 | 0 | 0 | 0 | 50 | 300 | 0% | 0% | 0% | 0% | 0% | 0% | 0% | 16.35% | 16.35% | NORT SOLAR PV 2035
| 76 | SOUT SOLAR PV 2020 | SouthEast Ghana Group | Sun | Solar PV | 0 | 0 | 0 | 0 | 0 | 0 | 0 | 0 | 0 | 0 | 0 | 0 | 1.8814 | 65.2567 | 65.2567 | 65.2567 | 65.2567 | 65.2567 | 0 | 0 | 0 | 24.8 | 24.8 | 24.8 | 24.8 | 24.8 | 24.8 | 0 | 0 | 0 | 0 | 0 | 0 | 0 | 0 | 0 | 0 | 0 | 0 | 0 | 0 | 0 | 0 | 0 | 0 | 0 | 0 | 0 | 1.4844 | 51.4843 | 51.4843 | 51.4843 | 51.4843 | 51.4843 | 0% | 0% | 0% | 14.47% | 14.47% | 14.47% | 14.47% | 14.47% | 14.47% | SOUT SOLAR PV 2020
| 77 | SOUT SOLAR PV 2026 | SouthEast Ghana Group | Sun | Solar PV | 0 | 0 | 0 | 0 | 0 | 0 | 0 | 0 | 0 | 0 | 0 | 0 | 0 | 0 | 31.6876 | 221.8134 | 285.1886 | 285.1886 | 0 | 0 | 0 | 0 | 0 | 24.8 | 24.8 | 24.8 | 24.8 | 0 | 0 | 0 | 0 | 0 | 0 | 0 | 0 | 0 | 0 | 0 | 0 | 0 | 0 | 0 | 0 | 0 | 0 | 0 | 0 | 0 | 0 | 0 | 25 | 175 | 225 | 225 | 0% | 0% | 0% | 0% | 0% | 14.47% | 14.47% | 14.47% | 14.47% | SOUT SOLAR PV 2026
| 78 | SOUT SOLAR PV 2035 | SouthEast Ghana Group | Sun | Solar PV | 0 | 0 | 0 | 0 | 0 | 0 | 0 | 0 | 0 | 0 | 0 | 0 | 0 | 0 | 0 | 0 | 63.3753 | 285.1886 | 0 | 0 | 0 | 0 | 0 | 0 | 0 | 25 | 25 | 0 | 0 | 0 | 0 | 0 | 0 | 0 | 0 | 0 | 0 | 0 | 0 | 0 | 0 | 0 | 0 | 0 | 0 | 0 | 0 | 0 | 0 | 0 | 0 | 0 | 50 | 225 | 0% | 0% | 0% | 0% | 0% | 0% | 0% | 14.47% | 14.47% | SOUT SOLAR PV 2035
| 80 | SOUT SOLAR PV 2020 | SouthWest Ghana Group | Sun | Solar PV | 0 | 0 | 0 | 0 | 0 | 0 | 0 | 0 | 0 | 0 | 0 | 0 | 0 | 38.0252 | 76.0503 | 76.0503 | 76.0503 | 76.0503 | 0 | 0 | 0 | 0 | 24.8 | 24.8 | 24.8 | 24.8 | 24.8 | 0 | 0 | 0 | 0 | 0 | 0 | 0 | 0 | 0 | 0 | 0 | 0 | 0 | 0 | 0 | 0 | 0 | 0 | 0 | 0 | 0 | 0 | 30 | 60 | 60 | 60 | 60 | 0% | 0% | 0% | 0% | 14.47% | 14.47% | 14.47% | 14.47% | 14.47% | SOUT SOLAR PV 2020
| 81 | SOUT SOLAR PV 2026 | SouthWest Ghana Group | Sun | Solar PV | 0 | 0 | 0 | 0 | 0 | 0 | 0 | 0 | 0 | 0 | 0 | 0 | 0 | 0 | 25.3501 | 126.7505 | 152.1006 | 152.1006 | 0 | 0 | 0 | 0 | 0 | 24.8 | 24.8 | 24.8 | 24.8 | 0 | 0 | 0 | 0 | 0 | 0 | 0 | 0 | 0 | 0 | 0 | 0 | 0 | 0 | 0 | 0 | 0 | 0 | 0 | 0 | 0 | 0 | 0 | 20 | 100 | 120 | 120 | 0% | 0% | 0% | 0% | 0% | 14.47% | 14.47% | 14.47% | 14.47% | SOUT SOLAR PV 2026
| 82 | SOUT SOLAR PV 2035 | SouthWest Ghana Group | Sun | Solar PV | 0 | 0 | 0 | 0 | 0 | 0 | 0 | 0 | 0 | 0 | 0 | 0 | 0 | 0 | 0 | 0 | 12.6751 | 152.1006 | 0 | 0 | 0 | 0 | 0 | 0 | 0 | 25 | 25 | 0 | 0 | 0 | 0 | 0 | 0 | 0 | 0 | 0 | 0 | 0 | 0 | 0 | 0 | 0 | 0 | 0 | 0 | 0 | 0 | 0 | 0 | 0 | 0 | 0 | 10 | 120 | 0% | 0% | 0% | 0% | 0% | 0% | 0% | 14.47% | 14.47% | SOUT SOLAR PV 2035
| 84 | SOUT SOLAR PV 2026 | SouthEast Ghana Group | Sun | Solar PV | 0 | 0 | 0 | 0 | 0 | 0 | 0 | 0 | 0 | 0 | 0 | 0 | 0 | 0 | 12.6751 | 25.3501 | 38.0252 | 38.0252 | 0 | 0 | 0 | 0 | 0 | 24.8 | 24.8 | 24.8 | 24.8 | 0 | 0 | 0 | 0 | 0 | 0 | 0 | 0 | 0 | 0 | 0 | 0 | 0 | 0 | 0 | 0 | 0 | 0 | 0 | 0 | 0 | 0 | 0 | 10 | 20 | 30 | 30 | 0% | 0% | 0% | 0% | 0% | 14.47% | 14.47% | 14.47% | 14.47% | SOUT SOLAR PV 2026
| 85 | SOUT SOLAR PV 2035 | SouthEast Ghana Group | Sun | Solar PV | 0 | 0 | 0 | 0 | 0 | 0 | 0 | 0 | 0 | 0 | 0 | 0 | 0 | 0 | 0 | 0 | 12.6751 | 38.0252 | 0 | 0 | 0 | 0 | 0 | 0 | 0 | 25 | 25 | 0 | 0 | 0 | 0 | 0 | 0 | 0 | 0 | 0 | 0 | 0 | 0 | 0 | 0 | 0 | 0 | 0 | 0 | 0 | 0 | 0 | 0 | 0 | 0 | 0 | 10 | 30 | 0% | 0% | 0% | 0% | 0% | 0% | 0% | 14.47% | 14.47% | SOUT SOLAR PV 2035
| 87 | ASHA SOLAR PV WITH STORAGE 2026 | Ashanti Group | Sun + storage | Solar PV + Storage | 0 | 0 | 0 | 0 | 0 | 0 | 0 | 0 | 0 | 0 | 0 | 0 | 0 | 0 | 0 | 12.675 | 12.675 | 12.675 | 0 | 0 | 0 | 0 | 0 | 0 | 28 | 28 | 28 | 0 | 0 | 0 | 0 | 0 | 0 | 0 | 0 | 0 | 0 | 0 | 0 | 0 | 0 | 0 | 0 | 0 | 0 | 0 | 0 | 0 | 0 | 0 | 0 | 10 | 10 | 10 | 0% | 0% | 0% | 0% | 0% | 0% | 14.47% | 14.47% | 14.47% | ASHA SOLAR PV WITH STORAGE 2026
| 88 | ASHA SOLAR PV WITH STORAGE 2035 | Ashanti Group | Sun + storage | Solar PV + Storage | 0 | 0 | 0 | 0 | 0 | 0 | 0 | 0 | 0 | 0 | 0 | 0 | 0 | 0 | 0 | 0 | 0 | 31.6876 | 0 | 0 | 0 | 0 | 0 | 0 | 0 | 0 | 28 | 0 | 0 | 0 | 0 | 0 | 0 | 0 | 0 | 0 | 0 | 0 | 0 | 0 | 0 | 0 | 0 | 0 | 0 | 0 | 0 | 0 | 0 | 0 | 0 | 0 | 0 | 25 | 0% | 0% | 0% | 0% | 0% | 0% | 0% | 0% | 14.47% | ASHA SOLAR PV WITH STORAGE 2035
| 90 | SOUT SOLAR PV WITH STORAGE 2026 | SouthWest Ghana Group | Sun + storage | Solar PV + Storage | 0 | 0 | 0 | 0 | 0 | 0 | 0 | 0 | 0 | 0 | 0 | 0 | 0 | 0 | 0 | 6.3375 | 6.3375 | 6.3375 | 0 | 0 | 0 | 0 | 0 | 0 | 28 | 28 | 28 | 0 | 0 | 0 | 0 | 0 | 0 | 0 | 0 | 0 | 0 | 0 | 0 | 0 | 0 | 0 | 0 | 0 | 0 | 0 | 0 | 0 | 0 | 0 | 0 | 5 | 5 | 5 | 0% | 0% | 0% | 0% | 0% | 0% | 14.47% | 14.47% | 14.47% | SOUT SOLAR PV WITH STORAGE 2026
| 93 | NORT SOLAR PV WITH STORAGE 2026 | Northern Ghana Group | Sun + storage | Solar PV + Storage | 0 | 0 | 0 | 0 | 0 | 0 | 0 | 0 | 0 | 0 | 0 | 0 | 0 | 0 | 0 | 63.3752 | 63.3752 | 63.3752 | 0 | 0 | 0 | 0 | 0 | 0 | 28 | 28 | 28 | 0 | 0 | 0 | 0 | 0 | 0 | 0 | 0 | 0 | 0 | 0 | 0 | 0 | 0 | 0 | 0 | 0 | 0 | 0 | 0 | 0 | 0 | 0 | 0 | 50 | 50 | 50 | 0% | 0% | 0% | 0% | 0% | 0% | 14.47% | 14.47% | 14.47% | NORT SOLAR PV WITH STORAGE 2026
| 94 | NORT SOLAR PV WITH STORAGE 2035 | Northern Ghana Group | Sun + storage | Solar PV + Storage | 0 | 0 | 0 | 0 | 0 | 0 | 0 | 0 | 0 | 0 | 0 | 0 | 0 | 0 | 0 | 0 | 0 | 158.4381 | 0 | 0 | 0 | 0 | 0 | 0 | 0 | 0 | 28 | 0 | 0 | 0 | 0 | 0 | 0 | 0 | 0 | 0 | 0 | 0 | 0 | 0 | 0 | 0 | 0 | 0 | 0 | 0 | 0 | 0 | 0 | 0 | 0 | 0 | 0 | 125 | 0% | 0% | 0% | 0% | 0% | 0% | 0% | 0% | 14.47% | NORT SOLAR PV WITH STORAGE 2035
| 96 | SOUT SOLAR PV WITH STORAGE 2026 | SouthEast Ghana Group | Sun + storage | Solar PV + Storage | 0 | 0 | 0 | 0 | 0 | 0 | 0 | 0 | 0 | 0 | 0 | 0 | 0 | 0 | 0 | 95.0629 | 95.0629 | 95.0629 | 0 | 0 | 0 | 0 | 0 | 0 | 28 | 28 | 28 | 0 | 0 | 0 | 0 | 0 | 0 | 0 | 0 | 0 | 0 | 0 | 0 | 0 | 0 | 0 | 0 | 0 | 0 | 0 | 0 | 0 | 0 | 0 | 0 | 75 | 75 | 75 | 0% | 0% | 0% | 0% | 0% | 0% | 14.47% | 14.47% | 14.47% | SOUT SOLAR PV WITH STORAGE 2026
| 99 | SOUT SOLAR PV WITH STORAGE 2026 | SouthWest Ghana Group | Sun + storage | Solar PV + Storage | 0 | 0 | 0 | 0 | 0 | 0 | 0 | 0 | 0 | 0 | 0 | 0 | 0 | 0 | 0 | 50.7002 | 50.7002 | 50.7002 | 0 | 0 | 0 | 0 | 0 | 0 | 28 | 28 | 28 | 0 | 0 | 0 | 0 | 0 | 0 | 0 | 0 | 0 | 0 | 0 | 0 | 0 | 0 | 0 | 0 | 0 | 0 | 0 | 0 | 0 | 0 | 0 | 0 | 40 | 40 | 40 | 0% | 0% | 0% | 0% | 0% | 0% | 14.47% | 14.47% | 14.47% | SOUT SOLAR PV WITH STORAGE 2026
| 102 | SOUT SOLAR PV WITH STORAGE 2026 | SouthEast Ghana Group | Sun + storage | Solar PV + Storage | 0 | 0 | 0 | 0 | 0 | 0 | 0 | 0 | 0 | 0 | 0 | 0 | 0 | 0 | 0 | 6.3375 | 6.3375 | 6.3375 | 0 | 0 | 0 | 0 | 0 | 0 | 28 | 28 | 28 | 0 | 0 | 0 | 0 | 0 | 0 | 0 | 0 | 0 | 0 | 0 | 0 | 0 | 0 | 0 | 0 | 0 | 0 | 0 | 0 | 0 | 0 | 0 | 0 | 5 | 5 | 5 | 0% | 0% | 0% | 0% | 0% | 0% | 14.47% | 14.47% | 14.47% | SOUT SOLAR PV WITH STORAGE 2026
| 104 | SOUT WIND TURBINE 2020 | SouthEast Ghana Group | Wind | Wind | 0 | 0 | 0 | 0 | 0 | 0 | 0 | 0 | 0 | 0 | 0 | 0 | 175.1525 | 350.305 | 525.4575 | 525.4575 | 525.4575 | 525.4575 | 0 | 0 | 0 | 46.71 | 46.71 | 46.71 | 46.71 | 46.71 | 46.71 | 0 | 0 | 0 | 0 | 0 | 0 | 0 | 0 | 0 | 0 | 0 | 0 | 0 | 0 | 0 | 0 | 0 | 0 | 0 | 0 | 0 | 75 | 150 | 225 | 225 | 225 | 225 | 0% | 0% | 0% | 26.66% | 26.66% | 26.66% | 26.66% | 26.66% | 26.66% | SOUT WIND TURBINE 2020
| 105 | SOUT WIND TURBINE 2026 | SouthEast Ghana Group | Wind | Wind | 0 | 0 | 0 | 0 | 0 | 0 | 0 | 0 | 0 | 0 | 0 | 0 | 0 | 0 | 175.1525 | 408.6892 | 525.4575 | 525.4575 | 0 | 0 | 0 | 0 | 0 | 46.71 | 46.71 | 46.71 | 46.71 | 0 | 0 | 0 | 0 | 0 | 0 | 0 | 0 | 0 | 0 | 0 | 0 | 0 | 0 | 0 | 0 | 0 | 0 | 0 | 0 | 0 | 0 | 0 | 75 | 175 | 225 | 225 | 0% | 0% | 0% | 0% | 0% | 26.66% | 26.66% | 26.66% | 26.66% | SOUT WIND TURBINE 2026
| 106 | SOUT WIND TURBINE 2035 | SouthEast Ghana Group | Wind | Wind | 0 | 0 | 0 | 0 | 0 | 0 | 0 | 0 | 0 | 0 | 0 | 0 | 0 | 0 | 0 | 0 | 233.5367 | 233.5367 | 0 | 0 | 0 | 0 | 0 | 0 | 0 | 47 | 47 | 0 | 0 | 0 | 0 | 0 | 0 | 0 | 0 | 0 | 0 | 0 | 0 | 0 | 0 | 0 | 0 | 0 | 0 | 0 | 0 | 0 | 0 | 0 | 0 | 0 | 100 | 100 | 0% | 0% | 0% | 0% | 0% | 0% | 0% | 26.66% | 26.66% | SOUT WIND TURBINE 2035
[6 empty] | 0 | 0 | 0 | 0 | 0 | 0 | 0 |  |  | 0 | 0 | 0 | 0 | 0 | 0 | 0 |  |  | 0 | 0 | 0 | 0 | 0 | 0 | 0 |  |  | 0 | 0 | 0 | 0 | 0 | 0 | 0 |  |  | 0 | 0 | 0 | 0 | 0 | 0 | 0 |  |  | 0 | 0 | 0 | 0 | 0 | 0 | 0 |  |  | 0 | 0 | 0 | 0 | 0 | 0 | 0

## LtdWater
Back to Contents
|  | Plant Name |  |  |  | FUEL CONSUMPTION | [8 empty] | GENERATION | [8 empty] | FOM (USD/kW-yr | [8 empty] | VOM (USD/MWh) | [8 empty] | Fuel Cost (USD/MWh) | [8 empty] | Available Capacity | [8 empty] | Capacity Factors
| UnitID |  | Model Region | Fuel Type | Capacity Type | 2017 | 2018 | 2019 | 2020 | 2023 | 2026 | 2030 | 2035 | 2040 | 2017 | 2018 | 2019 | 2020 | 2023 | 2026 | 2030 | 2035 | 2040 | 2017 | 2018 | 2019 | 2020 | 2023 | 2026 | 2030 | 2035 | 2040 | 2017 | 2018 | 2019 | 2020 | 2023 | 2026 | 2030 | 2035 | 2040 | 2017 | 2018 | 2019 | 2020 | 2023 | 2026 | 2030 | 2035 | 2040 | 2017 | 2018 | 2019 | 2020 | 2023 | 2026 | 2030 | 2035 | 2040 | 2017 | 2018 | 2019 | 2020 | 2023 | 2026 | 2030 | 2035 | 2040
| 1 | CENIT | SouthEast Ghana Group | Oil | Oil Combustion | 0 | 0 | 0 | 0 | 0 | 0 | 0 | 0 | 0 | 0 | 0 | 0 | 0 | 0 | 0 | 0 | 0 | 0 | 11.83 | 11.83 | 11.83 | 11.83 | 11.83 | 11.83 | 11.83 | 0 | 0 | 0 | 0 | 0 | 0 | 0 | 0 | 0 | 0 | 0 | 0 | 0 | 0 | 0 | 0 | 0 | 0 | 0 | 0 | 100 | 100 | 100 | 100 | 100 | 100 | 100 |  |  | 0% | 0% | 0% | 0% | 0% | 0% | 0% |  |  | CENIT
| 2 | Trojan 2B | SouthEast Ghana Group | Oil | Oil Combustion | 0.26958 | 0 | 0 | 0 | 0 | 0 | 0 | 0 | 0 | 31.941 | 0 | 0 | 0 | 0 | 0 | 0 | 0 | 0 | 34 | 34 | 34 | 34 | 0 | 0 | 0 | 0 | 0 | 5.5 | 0 | 0 | 0 | 0 | 0 | 0 | 0 | 0 | 97.9957 | 0 | 0 | 0 | 0 | 0 | 0 | 0 | 0 | 16.25 | 16.25 | 16.25 | 16.25 | [5 empty] | 22.44% | 0% | 0% | 0% | [5 empty] | Trojan 2B
| 3 | Trojan 2A | Ashanti Group | Oil | Oil Combustion | 0.26958 | 0 | 0 | 0 | 0 | 0 | 0 | 0 | 0 | 31.941 | 0 | 0 | 0 | 0 | 0 | 0 | 0 | 0 | 34 | 34 | 34 | 34 | 0 | 0 | 0 | 0 | 0 | 5.5 | 0 | 0 | 0 | 0 | 0 | 0 | 0 | 0 | 108.8196 | 0 | 0 | 0 | 0 | 0 | 0 | 0 | 0 | 16.25 | 16.25 | 16.25 | 16.25 | [5 empty] | 22.44% | 0% | 0% | 0% | [5 empty] | Trojan 2A
| 4 | GP Tarkwa Plant | SouthWest Ghana Group | Oil | Oil Combustion | 0 | 0 | 0 | 0 | 0 | 0 | 0 | 0 | 0 | 0 | 0 | 0 | 0 | 0 | 0 | 0 | 0 | 0 | 17.5 | 17.5 | 17.5 | 17.5 | 17.5 | 17.5 | 17.5 | 17.5 | 17.5 | 0 | 0 | 0 | 0 | 0 | 0 | 0 | 0 | 0 | 0 | 0 | 0 | 0 | 0 | 0 | 0 | 0 | 0 | 33 | 33 | 33 | 33 | 33 | 33 | 33 | 33 | 33 | 0% | 0% | 0% | 0% | 0% | 0% | 0% | 0% | 0% | GP Tarkwa Plant
| 5 | GP Chirano Plant | SouthWest Ghana Group | Oil | Oil Combustion | 0 | 0 | 0 | 0 | 0 | 0 | 0 | 0 | 0 | 0 | 0 | 0 | 0 | 0 | 0 | 0 | 0 | 0 | 17.5 | 17.5 | 17.5 | 17.5 | 17.5 | 17.5 | 17.5 | 17.5 | 17.5 | 0 | 0 | 0 | 0 | 0 | 0 | 0 | 0 | 0 | 0 | 0 | 0 | 0 | 0 | 0 | 0 | 0 | 0 | 30 | 30 | 30 | 30 | 30 | 30 | 30 | 30 | 30 | 0% | 0% | 0% | 0% | 0% | 0% | 0% | 0% | 0% | GP Chirano Plant
| 6 | GP Darmang Plant | SouthWest Ghana Group | Oil | Oil Combustion | 0 | 0 | 0 | 0 | 0 | 0 | 0 | 0 | 0 | 0 | 0 | 0 | 0 | 0 | 0 | 0 | 0 | 0 | 17.5 | 17.5 | 17.5 | 17.5 | 17.5 | 17.5 | 17.5 | 17.5 | 17.5 | 0 | 0 | 0 | 0 | 0 | 0 | 0 | 0 | 0 | 0 | 0 | 0 | 0 | 0 | 0 | 0 | 0 | 0 | 25.5 | 25.5 | 25.5 | 25.5 | 25.5 | 25.5 | 25.5 | 25.5 | 25.5 | 0% | 0% | 0% | 0% | 0% | 0% | 0% | 0% | 0% | GP Darmang Plant
| 7 | SAPP 2 | SouthEast Ghana Group | Oil/Gas | Oil/Gas Combined Cycle | 9.6772 | 22.9399 | 13.523 | 7.7484 | 23.5117 | 23.5117 | 23.5117 | 23.5117 | 23.5117 | 1240.6701 | 2941.0078 | 1733.721 | 993.3853 | 3014.3159 | 3014.316 | 3014.316 | 3014.316 | 3014.316 | 16 | 16 | 16 | 16 | 16 | 16 | 16 | 16 | 16 | 3.5 | 3.5 | 3.5 | 3.5 | 3.5 | 3.5 | 3.5 | 3.5 | 3.5 | 70.9165 | 62.6555 | 64.8913 | 64.7653 | 74.53 | 71.2542 | 75.0287 | 83.4112 | 88.7923 | 370 | 370 | 370 | 370 | 370 | 370 | 370 | 370 | 370 | 38.28% | 90.74% | 53.49% | 30.65% | 93% | 93% | 93% | 93% | 93% | SAPP 2
| 8 | Cenpower | SouthEast Ghana Group | Oil/Gas | Oil/Gas Combined Cycle | 0 | 0.10559 | 2.3368 | 0 | 21.6884 | 21.6884 | 21.6884 | 21.6884 | 20.7525 | 0 | 13.4856 | 298.4453 | 0 | 2769.912 | 2769.912 | 2769.912 | 2769.912 | 2650.3842 | 0 | 16 | 16 | 16 | 16 | 16 | 16 | 16 | 16 | 0 | 3.5 | 3.5 | 0 | 3.5 | 3.5 | 3.5 | 3.5 | 3.5 | 0 | 63.2213 | 65.1409 | 0 | 68.3642 | 75.5057 | 69.8548 | 85.5298 | 87.8139 |  | 340 | 340 | 340 | 340 | 340 | 340 | 340 | 340 |  | 0.4528% | 10.02% | 0% | 93% | 93% | 93% | 93% | 88.99% | Cenpower
| 9 | KarpowerShip 1 | SouthEast Ghana Group | Oil/Gas | Oil/Gas Combined Cycle | 14.837 | 0 | 0 | 0 | 0 | 0 | 0 | 0 | 0 | 1942.0128 | 0 | 0 | 0 | 0 | 0 | 0 | 0 | 0 | 177.828 | 0 | 0 | 0 | 0 | 0 | 0 | 0 | 0 | 3.5 | 0 | 0 | 0 | 0 | 0 | 0 | 0 | 0 | 67.7182 | 0 | 0 | 0 | 0 | 0 | 0 | 0 | 0 | 247 | [8 empty] | 89.75% | [8 empty] | KarpowerShip 1
| 10 | AKSA | SouthEast Ghana Group | Oil/Gas | Oil/Gas Combined Cycle | 10.1595 | 0 | 6.21 | 0 | 15.7123 | 5.0038 | 5.4205 | 13.9118 | 20.2197 | 1195.236 | 0 | 730.5927 | 0 | 1848.5098 | 588.6846 | 637.7025 | 1636.6847 | 2378.7921 | 16 | 16 | 16 | 16 | 16 | 16 | 16 | 16 | 16 | 3.5 | 0 | 3.5 | 0 | 3.5 | 3.5 | 3.5 | 3.5 | 3.5 | 75.3409 | 0 | 70.7149 | 0 | 67.3225 | 77.852 | 83.0479 | 90.3133 | 101.7161 | 250 | 375 | 375 | 375 | 375 | 375 | 375 | 375 | 375 | 54.58% | 0% | 22.24% | 0% | 56.27% | 17.92% | 19.41% | 49.82% | 72.41% | AKSA
| 11 | TAPCO (T1) | SouthWest Ghana Group | Oil/Gas | Oil/Gas Combined Cycle | 11.645 | 17.1872 | 0 | 17.1872 | 17.1872 | 17.1872 | 17.156 | 16.8945 | 1.8704 | 1496.2077 | 2208.3 | 0 | 2208.3001 | 2208.3 | 2208.3001 | 2204.2916 | 2170.6886 | 240.3174 | 18.7 | 18.7 | 18.7 | 18.7 | 18.7 | 18.7 | 18.7 | 18.7 | 18.7 | 5 | 5 | 0 | 5 | 5 | 5 | 5 | 5 | 5 | 59.1249 | 62.3154 | 0 | 64.6242 | 61.2801 | 62.3592 | 63.0192 | 62.5775 | 80.6535 | 305 | 305 | 305 | 305 | 305 | 305 | 305 | 305 | 305 | 56% | 82.65% | 0% | 82.65% | 82.65% | 82.65% | 82.5% | 81.24% | 8.995% | TAPCO (T1)
| 12 | TICO (T2) | SouthWest Ghana Group | Oil/Gas | Oil/Gas Combined Cycle | 17.7346 | 17.7346 | 9.5854 | 17.7346 | 17.7346 | 17.7346 | 17.7346 | 17.7346 | 8.4672 | 2382.7202 | 2382.72 | 1287.8382 | 2382.72 | 2382.7198 | 2382.72 | 2382.72 | 2382.72 | 1137.6009 | 30.94 | 30.94 | 30.94 | 30.94 | 30.94 | 30.94 | 30.94 | 30.94 | 30.94 | 4.9 | 4.9 | 4.9 | 4.9 | 4.9 | 4.9 | 4.9 | 4.9 | 4.9 | 55.0605 | 59.5931 | 61.9213 | 61.8011 | 58.603 | 59.635 | 60.2662 | 59.8438 | 81.817 | 320 | 320 | 320 | 320 | 320 | 320 | 320 | 320 | 320 | 85% | 85% | 45.94% | 85% | 85% | 85% | 85% | 85% | 40.58% | TICO (T2)
| 13 | Amandi | SouthWest Ghana Group | Oil/Gas | Oil/Gas Combined Cycle | 0 | 0 | 8.0946 | 0 | 12.0103 | 11.2284 | 10.5139 | 10.2656 | 0.18137 | 0 | 0 | 987.1488 | 0 | 1464.672 | 1369.3225 | 1282.1836 | 1251.903 | 22.1177 | 0 | 0 | 30.94 | 30.94 | 30.94 | 30.94 | 30.94 | 30.94 | 30.94 | 0 | 0 | 4.9 | 0 | 4.9 | 4.9 | 4.9 | 4.9 | 4.9 | 0 | 0 | 68.2191 | 0 | 64.5633 | 65.7003 | 66.3957 | 65.9303 | 106.8757 |  |  | 190 | 190 | 190 | 190 | 190 | 190 | 190 |  |  | 59.31% | 0% | 88% | 82.27% | 77.04% | 75.22% | 1.329% | Amandi
| 14 | KarpowerShip 2 | SouthWest Ghana Group | Oil/Gas | Oil/Gas Combined Cycle | 0 | 24.5592 | 31.8841 | 30.5313 | 0 | 0 | 0 | 0 | 0 | 0 | 2884.5635 | 3744.9 | 3586.008 | 0 | 0 | 0 | 0 | 0 | 0 | 177.828 | 177.828 | 177.828 | 177.828 | 0 | 0 | 0 | 0 | 0 | 3.5 | 3.5 | 3.5 | 0 | 0 | 0 | 0 | 0 | 0 | 68.1682 | 70.8314 | 70.6939 | 0 | 0 | 0 | 0 | 0 |  | 450 | 450 | 450 | 450 | [5 empty] | 73.18% | 95% | 90.97% | 0% |  |  |  |  | KarpowerShip 2
| 15 | Early Power | SouthEast Ghana Group | Oil/Gas | Oil/Gas Combustion | 0 | 0 | 7.7096 | 23.0656 | 23.0656 | 23.0656 | 23.0656 | 23.0656 | 23.0656 | 0 | 0 | 1027.9476 | 3075.417 | 3075.417 | 3075.417 | 3075.417 | 3075.417 | 3075.417 | 0 | 0 | 16 | 16 | 16 | 16 | 16 | 16 | 16 | 0 | 0 | 3.5 | 3.5 | 3.5 | 3.5 | 3.5 | 3.5 | 3.5 | 0 | 0 | 62.3955 | 62.2744 | 65.0624 | 65.2313 | 68.2494 | 78.5367 | 83.362 |  |  | 377.5 | 377.5 | 377.5 | 377.5 | 377.5 | 377.5 | 377.5 |  |  | 31.08% | 93% | 93% | 93% | 93% | 93% | 93% | Early Power
| 16 | TT1PP | SouthEast Ghana Group | Oil/Gas | Oil/Gas Combustion | 0 | 0 | 0 | 0 | 0 | 0 | 0 | 0 | 0 | 0 | 0 | 0 | 0 | 0 | 0 | 0 | 0 | 0 | 14.3 | 14.3 | 14.3 | 14.3 | 14.3 | 14.3 | 14.3 | 14.3 | 14.3 | 0 | 0 | 0 | 0 | 0 | 0 | 0 | 0 | 0 | 0 | 0 | 0 | 0 | 0 | 0 | 0 | 0 | 0 | 100 | 100 | 100 | 100 | 100 | 100 | 100 | 100 | 100 | 0% | 0% | 0% | 0% | 0% | 0% | 0% | 0% | 0% | TT1PP
| 17 | KTPP | SouthEast Ghana Group | Oil/Gas | Oil/Gas Combustion | 0.31622 | 0 | 2.1147 | 0 | 0 | 0 | 0 | 0 | 0 | 29.0114 | 0 | 194.0095 | 0 | 0 | 0 | 0 | 0 | 0 | 12.3 | 12.3 | 12.3 | 12.3 | 12.3 | 12.3 | 12.3 | 12.3 | 12.3 | 3.5 | 0 | 3.5 | 0 | 0 | 0 | 0 | 0 | 0 | 126.5585 | 0 | 90.6815 | 0 | 0 | 0 | 0 | 0 | 0 | 200 | 200 | 200 | 200 | 200 | 200 | 200 | 200 | 200 | 1.656% | 0% | 11.07% | 0% | 0% | 0% | 0% | 0% | 0% | KTPP
| 18 | Trojan 1 | SouthEast Ghana Group | Oil/Gas | Oil/Gas Combustion | 0.41408 | 0 | 0 | 0 | 0 | 0 | 0 | 0 | 0 | 49.0614 | 0 | 0 | 0 | 0 | 0 | 0 | 0 | 0 | 34 | 34 | 34 | 34 | 0 | 0 | 0 | 0 | 0 | 5.5 | 0 | 0 | 0 | 0 | 0 | 0 | 0 | 0 | 97.9957 | 0 | 0 | 0 | 0 | 0 | 0 | 0 | 0 | 24.96 | 24.96 | 24.96 | 24.96 | [5 empty] | 22.44% | 0% | 0% | 0% | [5 empty] | Trojan 1
| 19 | MRP | SouthEast Ghana Group | Oil/Gas | Oil/Gas Combustion | 0 | 0 | 0 | 0 | 0 | 0 | 0 | 0 | 0 | 0 | 0 | 0 | 0 | 0 | 0 | 0 | 0 | 0 | 12.5737 | 12.5737 | 12.5737 | 12.5737 | 12.5737 | 12.5737 | 12.5737 | 12.5737 | 12.5737 | 0 | 0 | 0 | 0 | 0 | 0 | 0 | 0 | 0 | 0 | 0 | 0 | 0 | 0 | 0 | 0 | 0 | 0 | 70 | 70 | 70 | 70 | 70 | 70 | 70 | 70 | 70 | 0% | 0% | 0% | 0% | 0% | 0% | 0% | 0% | 0% | MRP
| 20 | Safisana | SouthEast Ghana Group | Biogas | Biogas | 0.010052 | 0.010052 | 0.010052 | 0 | 0.010052 | 0.010052 | 0.010052 | 0.010052 | 0.010052 | 0.7446 | 0.7446 | 0.7446 | 0 | 0.7446 | 0.7446 | 0.7446 | 0.7446 | 0.7446 | 35 | 35 | 35 | 35 | 35 | 35 | 35 | 35 | 35 | 4.2 | 4.2 | 4.2 | 0 | 4.2 | 4.2 | 4.2 | 4.2 | 4.2 | 40.5 | 40.5 | 40.5 | 0 | 40.5 | 40.5 | 40.5 | 40.5 | 40.5 | 0.1 | 0.1 | 0.1 | 0.1 | 0.1 | 0.1 | 0.1 | 0.1 | 0.1 | 85% | 85% | 85% | 0% | 85% | 85% | 85% | 85% | 85% | Safisana
| 21 | TT2PP | SouthEast Ghana Group | Gas | Gas Combustion Turbine | 0.5098 | 0 | 0 | 0 | 0 | 0 | 0 | 0.007703 | 0.0011551 | 52.4484 | 0 | 0 | 0 | 0 | 0 | 0 | 0.79249 | 0.11884 | 12.1007 | 12.1007 | 12.1007 | 12.1007 | 12.1007 | 12.1007 | 12.1007 | 12.1007 | 12.1007 | 4.5 | 0 | 0 | 0 | 0 | 0 | 0 | 4.5 | 4.5 | 79.8984 | 0 | 0 | 0 | 0 | 0 | 0 | 106.1749 | 110.6489 | 45 | 45 | 45 | 45 | 45 | 45 | 45 | 45 | 45 | 13.31% | 0% | 0% | 0% | 0% | 0% | 0% | 0.201% | 0.03015% | TT2PP
| 22 | SAPP 1 | SouthEast Ghana Group | Gas | Gas Combustion Turbine | 3.0298 | 0 | 0 | 0 | 0 | 0 | 0 | 0.7104 | 0.048768 | 324.7332 | 0 | 0 | 0 | 0 | 0 | 0 | 76.1417 | 5.2271 | 11.83 | 11.83 | 11.83 | 11.83 | 11.83 | 11.83 | 11.83 | 11.83 | 11.83 | 4.5 | 0 | 0 | 0 | 0 | 0 | 0 | 4.5 | 4.5 | 76.6926 | 0 | 0 | 0 | 0 | 0 | 0 | 101.9148 | 106.2092 | 180 | 180 | 180 | 180 | 180 | 180 | 180 | 180 | 180 | 20.59% | 0% | 0% | 0% | 0% | 0% | 0% | 4.829% | 0.3315% | SAPP 1
| 23 | Trojan 3 | SouthEast Ghana Group | Gas | Gas Combustion Turbine | 0 | 0 | 0 | 0 | 0 | 0 | 0 | 0 | 0 | 0 | 0 | 0 | 0 | 0 | 0 | 0 | 0 | 0 | 0 | 34 | 34 | 34 | 0 | 0 | 0 | 0 | 0 | 0 | 0 | 0 | 0 | 0 | 0 | 0 | 0 | 0 | 0 | 0 | 0 | 0 | 0 | 0 | 0 | 0 | 0 |  | 49.92 | 49.92 | 49.92 | [6 empty] | 0% | 0% | 0% | [5 empty] | Trojan 3
| 24 | Ameri_2016 | SouthWest Ghana Group | Gas | Gas Combustion Turbine | 0.42075 | 0 | 18.427 | 0 | 0 | 0 | 0 | 0 | 0 | 41.4044 | 0 | 1813.32 | 0 | 0 | 0 | 0 | 0 | 0 | 14.54 | 14.54 | 14.54 | 14.54 | 0 | 0 | 0 | 0 | 0 | 5 | 0 | 5 | 0 | 0 | 0 | 0 | 0 | 0 | 74.9854 | 0 | 84.5417 | 0 | 0 | 0 | 0 | 0 | 0 | 230 | 230 | 230 | 230 | [5 empty] | 2.055% | 0% | 90% | 0% | [5 empty] | Ameri_2016
| 25 | Ameri_2021 | SouthWest Ghana Group | Gas | Gas Combustion Turbine | 0 | 0 | 0 | 0 | 0 | 0 | 0 | 0.0021396 | 0 | 0 | 0 | 0 | 0 | 0 | 0 | 0 | 0.21055 | 0 | 0 | 0 | 0 | 0 | 14.54 | 14.54 | 14.54 | 14.54 | 14.54 | 0 | 0 | 0 | 0 | 0 | 0 | 0 | 4.17 | 0 | 0 | 0 | 0 | 0 | 0 | 0 | 0 | 81.7053 | 0 |  |  |  |  | 230 | 230 | 230 | 230 | 230 |  |  |  |  | 0% | 0% | 0% | 0.01045% | 0% | Ameri_2021
| 26 | Bui | Northern Ghana Group | Water | Hydro | 0 | 0 | 0 | 0 | 0 | 0 | 0 | 0 | 0 | 669.5864 | 669.5866 | 669.5865 | 669.5866 | 660.7763 | 660.7759 | 639.6314 | 614.9625 | 614.9623 | 27.74 | 27.74 | 27.74 | 27.74 | 27.74 | 27.74 | 27.74 | 27.74 | 27.74 | 1.63 | 1.63 | 1.63 | 1.63 | 1.63 | 1.63 | 1.63 | 1.63 | 1.63 | 0 | 0 | 0 | 0 | 0 | 0 | 0 | 0 | 0 | 330 | 330 | 330 | 330 | 330 | 330 | 330 | 330 | 330 | 23.16% | 23.16% | 23.16% | 23.16% | 22.86% | 22.86% | 22.13% | 21.27% | 21.27% | Bui
| 27 | Akosombo | SouthEast Ghana Group | Water | Hydro | 0 | 0 | 0 | 0 | 0 | 0 | 0 | 0 | 0 | 3681.6895 | 3681.6894 | 4016.3891 | 4016.3886 | 4245.5395 | 4245.5412 | 3791.3364 | 3261.4332 | 3261.4331 | 9.16 | 9.16 | 9.16 | 9.16 | 9.16 | 9.16 | 9.16 | 9.16 | 9.16 | 0.98 | 0.98 | 0.98 | 0.98 | 0.98 | 0.98 | 0.98 | 0.98 | 0.98 | 0 | 0 | 0 | 0 | 0 | 0 | 0 | 0 | 0 | 900 | 900 | 900 | 900 | 900 | 900 | 900 | 900 | 900 | 46.7% | 46.7% | 50.94% | 50.94% | 53.85% | 53.85% | 48.09% | 41.37% | 41.37% | Akosombo
| 28 | Kpong | SouthEast Ghana Group | Water | Hydro | 0 | 0 | 0 | 0 | 0 | 0 | 0 | 0 | 0 | 722.7073 | 722.7074 | 788.4081 | 788.408 | 833.8609 | 833.8611 | 745.8932 | 643.2643 | 643.2643 | 9.16 | 9.16 | 9.16 | 9.16 | 9.16 | 9.16 | 9.16 | 9.16 | 9.16 | 0.98 | 0.98 | 0.98 | 0.98 | 0.98 | 0.98 | 0.98 | 0.98 | 0.98 | 0 | 0 | 0 | 0 | 0 | 0 | 0 | 0 | 0 | 140 | 140 | 140 | 140 | 140 | 140 | 140 | 140 | 140 | 58.93% | 58.93% | 64.29% | 64.29% | 67.99% | 67.99% | 60.82% | 52.45% | 52.45% | Kpong
| 29 | Cote d'Ivoire Dummy | Cote d'Ivoire | Water | Hydro | 0 | 0 | 0 | 0 | 0 | 0 | 0 | 0 | 0 | 814.6799 | 814.6799 | 10 | 743.2761 | 814.68 | 814.68 | 814.6802 | 814.6799 | 814.6797 | 0 | 0 | 0 | 0 | 0 | 0 | 0 | 0 | 0 | 10 | 10 | 10 | 10 | 10 | 10 | 10 | 10 | 10 | 0 | 0 | 0 | 0 | 0 | 0 | 0 | 0 | 0 | 150 | 150 | 150 | 150 | 150 | 150 | 150 | 150 | 150 | 62% | 62% | 0.761% | 56.57% | 62% | 62% | 62% | 62% | 62% | Cote d'Ivoire Dummy
| 30 | Burkina Dummy | Burkina Group | Water | Hydro | 0 | 0 | 0 | 0 | 0 | 0 | 0 | 0 | 0 | 0.438 | 0.438 | 0.438 | 0.438 | 4.818 | 4.818 | 4.818 | 4.818 | 4.818 | 0 | 0 | 0 | 0 | 0 | 0 | 0 | 0 | 0 | 10 | 10 | 10 | 10 | 10 | 10 | 10 | 10 | 10 | 0 | 0 | 0 | 0 | 0 | 0 | 0 | 0 | 0 | 10 | 10 | 10 | 10 | 110 | 110 | 110 | 110 | 110 | 0.5% | 0.5% | 0.5% | 0.5% | 0.5% | 0.5% | 0.5% | 0.5% | 0.5% | Burkina Dummy
| 31 | VRA Solar | Northern Ghana Group | Sun | Solar PV | 0 | 0 | 0 | 0 | 0 | 0 | 0 | 0 | 0 | 2.7132 | 2.7132 | 2.7132 | 2.7132 | 2.7132 | 2.7132 | 2.7132 | 2.7132 | 2.7132 | 0 | 0 | 0 | 0 | 0 | 0 | 0 | 0 | 0 | 0 | 0 | 0 | 0 | 0 | 0 | 0 | 0 | 0 | 0 | 0 | 0 | 0 | 0 | 0 | 0 | 0 | 0 | 1.8 | 1.8 | 1.8 | 1.8 | 1.8 | 1.8 | 1.8 | 1.8 | 1.8 | 17.21% | 17.21% | 17.21% | 17.21% | 17.21% | 17.21% | 17.21% | 17.21% | 17.21% | VRA Solar
| 32 | BXC Solar | SouthEast Ghana Group | Sun | Solar PV | 0 | 0 | 0 | 0 | 0 | 0 | 0 | 0 | 0 | 24.0159 | 24.0159 | 24.0159 | 24.0159 | 24.0159 | 24.0159 | 24.0159 | 24.0159 | 0 | 0 | 0 | 0 | 0 | 0 | 0 | 0 | 0 | 0 | 0 | 0 | 0 | 0 | 0 | 0 | 0 | 0 | 0 | 0 | 0 | 0 | 0 | 0 | 0 | 0 | 0 | 0 | 18 | 18 | 18 | 18 | 18 | 18 | 18 | 18 |  | 15.23% | 15.23% | 15.23% | 15.23% | 15.23% | 15.23% | 15.23% | 15.23% |  | BXC Solar
| 41 | SOUT COAL STEAM TURBINE 2026 | SouthWest Ghana Group | Coal | Coal Steam Turbine | 0 | 0 | 0 | 0 | 0 | 29.6939 | 65.6478 | 65.6478 | 65.6478 | 0 | 0 | 0 | 0 | 0 | 3374.3053 | 7459.981 | 7459.981 | 7459.981 | 0 | 0 | 0 | 0 | 0 | 65 | 65 | 65 | 65 | 0 | 0 | 0 | 0 | 0 | 6.034 | 6.034 | 6.034 | 6.034 | 0 | 0 | 0 | 0 | 0 | 28.6501 | 29.1315 | 30.4486 | 31.6724 | [5 empty] | 453.17 | 1001.878 | 1001.878 | 1001.878 | [5 empty] | 85% | 85% | 85% | 85% | SOUT COAL STEAM TURBINE 2026
| 43 | SOUT COMBINED CYCLE 2020 | SouthWest Ghana Group | Oil/Gas | Oil/Gas Combined Cycle | 0 | 0 | 0 | 0 | 0 | 0 | 0 | 0 | 30.652 | 0 | 0 | 0 | 0 | 0 | 0 | 0 | 0 | 4227.8651 | 0 | 0 | 0 | 0 | 0 | 0 | 0 | 0 | 15 | 0 | 0 | 0 | 0 | 0 | 0 | 0 | 0 | 3.48 | 0 | 0 | 0 | 0 | 0 | 0 | 0 | 0 | 87.6063 | 0 | 0 | 0 | 0 | 0 | 0 | 0 | 0 | 536.259 | 0% | 0% | 0% | 0% | 0% | 0% | 0% | 0% | 90% | SOUT COMBINED CYCLE 2020
| 45 | SOUT COMBINED CYCLE 2019 | SouthEast Ghana Group | Oil/Gas | Oil/Gas Combined Cycle | 0 | 0 | 0 | 0 | 0 | 0 | 0 | 40.0915 | 91.2207 | 0 | 0 | 0 | 0 | 0 | 0 | 0 | 5529.8639 | 12582.1633 | 0 | 0 | 0 | 0 | 0 | 0 | 0 | 15 | 15 | 0 | 0 | 0 | 0 | 0 | 0 | 0 | 3.48 | 3.48 | 0 | 0 | 0 | 0 | 0 | 0 | 0 | 77.5297 | 80.9422 | 0 | 0 | 0 | 0 | 0 | 0 | 0 | 701.403 | 1595.912 | 0% | 0% | 0% | 0% | 0% | 0% | 0% | 90% | 90% | SOUT COMBINED CYCLE 2019
| 52 | NORT HYDRO SMALL 2026 | Northern Ghana Group | Water | Hydro | 0 | 0 | 0 | 0 | 0 | 0 | 0 | 0 | 0 | 0 | 0 | 0 | 0 | 0 | 182.11 | 182.11 | 182.11 | 182.11 | 0 | 0 | 0 | 0 | 0 | 45 | 45 | 45 | 45 | 0 | 0 | 0 | 0 | 0 | 3 | 3 | 3 | 3 | 0 | 0 | 0 | 0 | 0 | 0 | 0 | 0 | 0 | [5 empty] | 57.5469 | 57.5469 | 57.5469 | 57.5469 | [5 empty] | 36.12% | 36.12% | 36.12% | 36.12% | NORT HYDRO SMALL 2026
| 54 | ASHA INTERRUPTIBLE 2016 | Ashanti Group | Interruptible | Interruptible | 0 | 0 | 0 | 0 | 0 | 0 | 0 | 0 | 0 | 0 | 0 | 0 | 0 | 0 | 0 | 0 | 0 | 0 | 0 | 0 | 0 | 0 | 0 | 0 | 0 | 0 | 0 | 0 | 0 | 0 | 0 | 0 | 0 | 0 | 0 | 0 | 0 | 0 | 0 | 0 | 0 | 0 | 0 | 0 | 0 | 129.301 | 217.102 | [7 empty] | 0% | 0% | [7 empty] | ASHA INTERRUPTIBLE 2016
| 63 | ASHA SOLAR PV 2020 | Ashanti Group | Sun | Solar PV | 0 | 0 | 0 | 0 | 0 | 0 | 0 | 0 | 0 | 0 | 0 | 0 | 6.3375 | 19.0126 | 19.0126 | 19.0126 | 19.0126 | 19.0126 | 0 | 0 | 0 | 24.8 | 24.8 | 24.8 | 24.8 | 24.8 | 24.8 | 0 | 0 | 0 | 0 | 0 | 0 | 0 | 0 | 0 | 0 | 0 | 0 | 0 | 0 | 0 | 0 | 0 | 0 | 0 | 0 | 0 | 5 | 15 | 15 | 15 | 15 | 15 | 0% | 0% | 0% | 14.47% | 14.47% | 14.47% | 14.47% | 14.47% | 14.47% | ASHA SOLAR PV 2020
| 64 | ASHA SOLAR PV 2026 | Ashanti Group | Sun | Solar PV | 0 | 0 | 0 | 0 | 0 | 0 | 0 | 0 | 0 | 0 | 0 | 0 | 0 | 0 | 12.6751 | 38.0252 | 50.7002 | 50.7002 | 0 | 0 | 0 | 0 | 0 | 24.8 | 24.8 | 24.8 | 24.8 | 0 | 0 | 0 | 0 | 0 | 0 | 0 | 0 | 0 | 0 | 0 | 0 | 0 | 0 | 0 | 0 | 0 | 0 | 0 | 0 | 0 | 0 | 0 | 10 | 30 | 40 | 40 | 0% | 0% | 0% | 0% | 0% | 14.47% | 14.47% | 14.47% | 14.47% | ASHA SOLAR PV 2026
| 65 | ASHA SOLAR PV 2035 | Ashanti Group | Sun | Solar PV | 0 | 0 | 0 | 0 | 0 | 0 | 0 | 0 | 0 | 0 | 0 | 0 | 0 | 0 | 0 | 0 | 12.6751 | 69.7128 | 0 | 0 | 0 | 0 | 0 | 0 | 0 | 25 | 25 | 0 | 0 | 0 | 0 | 0 | 0 | 0 | 0 | 0 | 0 | 0 | 0 | 0 | 0 | 0 | 0 | 0 | 0 | 0 | 0 | 0 | 0 | 0 | 0 | 0 | 10 | 55 | 0% | 0% | 0% | 0% | 0% | 0% | 0% | 14.47% | 14.47% | ASHA SOLAR PV 2035
| 66 | SOUT SOLAR PV 2020 | SouthWest Ghana Group | Sun | Solar PV | 0 | 0 | 0 | 0 | 0 | 0 | 0 | 0 | 0 | 0 | 0 | 0 | 0 | 12.6751 | 12.6751 | 12.6751 | 12.6751 | 12.6751 | 0 | 0 | 0 | 0 | 24.8 | 24.8 | 24.8 | 24.8 | 24.8 | 0 | 0 | 0 | 0 | 0 | 0 | 0 | 0 | 0 | 0 | 0 | 0 | 0 | 0 | 0 | 0 | 0 | 0 | 0 | 0 | 0 | 0 | 10 | 10 | 10 | 10 | 10 | 0% | 0% | 0% | 0% | 14.47% | 14.47% | 14.47% | 14.47% | 14.47% | SOUT SOLAR PV 2020
| 67 | SOUT SOLAR PV 2026 | SouthWest Ghana Group | Sun | Solar PV | 0 | 0 | 0 | 0 | 0 | 0 | 0 | 0 | 0 | 0 | 0 | 0 | 0 | 0 | 12.6751 | 25.3501 | 31.6876 | 31.6876 | 0 | 0 | 0 | 0 | 0 | 24.8 | 24.8 | 24.8 | 24.8 | 0 | 0 | 0 | 0 | 0 | 0 | 0 | 0 | 0 | 0 | 0 | 0 | 0 | 0 | 0 | 0 | 0 | 0 | [5 empty] | 10 | 20 | 25 | 25 | [5 empty] | 14.47% | 14.47% | 14.47% | 14.47% | SOUT SOLAR PV 2026
| 68 | SOUT SOLAR PV 2035 | SouthWest Ghana Group | Sun | Solar PV | 0 | 0 | 0 | 0 | 0 | 0 | 0 | 0 | 0 | 0 | 0 | 0 | 0 | 0 | 0 | 0 | 12.6751 | 57.0377 | 0 | 0 | 0 | 0 | 0 | 0 | 0 | 25 | 25 | 0 | 0 | 0 | 0 | 0 | 0 | 0 | 0 | 0 | 0 | 0 | 0 | 0 | 0 | 0 | 0 | 0 | 0 | 0 | 0 | 0 | 0 | 0 | 0 | 0 | 10 | 45 | 0% | 0% | 0% | 0% | 0% | 0% | 0% | 14.47% | 14.47% | SOUT SOLAR PV 2035
| 69 | NORT SOLAR PV 2018 | Northern Ghana Group | Sun | Solar PV | 0 | 0 | 0 | 0 | 0 | 0 | 0 | 0 | 0 | 0 | 0 | 67.5263 | 67.5263 | 67.5263 | 67.5263 | 67.5263 | 67.5263 | 67.5263 | 0 | 0 | 24.8 | 24.8 | 24.8 | 24.8 | 24.8 | 24.8 | 24.8 | 0 | 0 | 0 | 0 | 0 | 0 | 0 | 0 | 0 | 0 | 0 | 0 | 0 | 0 | 0 | 0 | 0 | 0 |  |  | 47.1565 | 47.1565 | 47.1565 | 47.1565 | 47.1565 | 47.1565 | 47.1565 |  |  | 16.35% | 16.35% | 16.35% | 16.35% | 16.35% | 16.35% | 16.35% | NORT SOLAR PV 2018
| 70 | NORT SOLAR PV 2020 | Northern Ghana Group | Sun | Solar PV | 0 | 0 | 0 | 0 | 0 | 0 | 0 | 0 | 0 | 0 | 0 | 0 | 71.598 | 214.7941 | 214.7941 | 214.7941 | 214.7941 | 214.7941 | 0 | 0 | 0 | 24.8 | 24.8 | 24.8 | 24.8 | 24.8 | 24.8 | 0 | 0 | 0 | 0 | 0 | 0 | 0 | 0 | 0 | 0 | 0 | 0 | 0 | 0 | 0 | 0 | 0 | 0 | 0 | 0 | 0 | 50 | 150 | 150 | 150 | 150 | 150 | 0% | 0% | 0% | 16.35% | 16.35% | 16.35% | 16.35% | 16.35% | 16.35% | NORT SOLAR PV 2020
| 71 | NORT SOLAR PV 2023 | Northern Ghana Group | Sun | Solar PV | 0 | 0 | 0 | 0 | 0 | 0 | 0 | 0 | 0 | 0 | 0 | 0 | 0 | 71.598 | 143.1961 | 143.1961 | 143.1961 | 143.1961 | 0 | 0 | 0 | 0 | 24.8 | 24.8 | 24.8 | 24.8 | 24.8 | 0 | 0 | 0 | 0 | 0 | 0 | 0 | 0 | 0 | 0 | 0 | 0 | 0 | 0 | 0 | 0 | 0 | 0 | 0 | 0 | 0 | 0 | 50 | 100 | 100 | 100 | 100 | 0% | 0% | 0% | 0% | 16.35% | 16.35% | 16.35% | 16.35% | 16.35% | NORT SOLAR PV 2023
| 72 | NORT SOLAR PV 2026 | Northern Ghana Group | Sun | Solar PV | 0 | 0 | 0 | 0 | 0 | 0 | 0 | 0 | 0 | 0 | 0 | 0 | 0 | 0 | 71.598 | 214.7941 | 214.7941 | 214.7941 | 0 | 0 | 0 | 0 | 0 | 24.8 | 24.8 | 24.8 | 24.8 | 0 | 0 | 0 | 0 | 0 | 0 | 0 | 0 | 0 | 0 | 0 | 0 | 0 | 0 | 0 | 0 | 0 | 0 | 0 | 0 | 0 | 0 | 0 | 50 | 150 | 150 | 150 | 0% | 0% | 0% | 0% | 0% | 16.35% | 16.35% | 16.35% | 16.35% | NORT SOLAR PV 2026
| 73 | NORT SOLAR PV 2030 | Northern Ghana Group | Sun | Solar PV | 0 | 0 | 0 | 0 | 0 | 0 | 0 | 0 | 0 | 0 | 0 | 0 | 0 | 0 | 0 | 35.799 | 178.9951 | 178.9951 | 0 | 0 | 0 | 0 | 0 | 0 | 24.8 | 24.8 | 24.8 | 0 | 0 | 0 | 0 | 0 | 0 | 0 | 0 | 0 | 0 | 0 | 0 | 0 | 0 | 0 | 0 | 0 | 0 | 0 | 0 | 0 | 0 | 0 | 0 | 25 | 125 | 125 | 0% | 0% | 0% | 0% | 0% | 0% | 16.35% | 16.35% | 16.35% | NORT SOLAR PV 2030
| 74 | NORT SOLAR PV 2035 | Northern Ghana Group | Sun | Solar PV | 0 | 0 | 0 | 0 | 0 | 0 | 0 | 0 | 0 | 0 | 0 | 0 | 0 | 0 | 0 | 0 | 71.598 | 429.5883 | 0 | 0 | 0 | 0 | 0 | 0 | 0 | 24.8 | 24.8 | 0 | 0 | 0 | 0 | 0 | 0 | 0 | 0 | 0 | 0 | 0 | 0 | 0 | 0 | 0 | 0 | 0 | 0 | 0 | 0 | 0 | 0 | 0 | 0 | 0 | 50 | 300 | 0% | 0% | 0% | 0% | 0% | 0% | 0% | 16.35% | 16.35% | NORT SOLAR PV 2035
| 76 | SOUT SOLAR PV 2020 | SouthEast Ghana Group | Sun | Solar PV | 0 | 0 | 0 | 0 | 0 | 0 | 0 | 0 | 0 | 0 | 0 | 0 | 1.8814 | 65.2567 | 65.2567 | 65.2567 | 65.2567 | 65.2567 | 0 | 0 | 0 | 24.8 | 24.8 | 24.8 | 24.8 | 24.8 | 24.8 | 0 | 0 | 0 | 0 | 0 | 0 | 0 | 0 | 0 | 0 | 0 | 0 | 0 | 0 | 0 | 0 | 0 | 0 | 0 | 0 | 0 | 1.4844 | 51.4843 | 51.4843 | 51.4843 | 51.4843 | 51.4843 | 0% | 0% | 0% | 14.47% | 14.47% | 14.47% | 14.47% | 14.47% | 14.47% | SOUT SOLAR PV 2020
| 77 | SOUT SOLAR PV 2026 | SouthEast Ghana Group | Sun | Solar PV | 0 | 0 | 0 | 0 | 0 | 0 | 0 | 0 | 0 | 0 | 0 | 0 | 0 | 0 | 31.6876 | 221.8134 | 285.1886 | 285.1886 | 0 | 0 | 0 | 0 | 0 | 24.8 | 24.8 | 24.8 | 24.8 | 0 | 0 | 0 | 0 | 0 | 0 | 0 | 0 | 0 | 0 | 0 | 0 | 0 | 0 | 0 | 0 | 0 | 0 | 0 | 0 | 0 | 0 | 0 | 25 | 175 | 225 | 225 | 0% | 0% | 0% | 0% | 0% | 14.47% | 14.47% | 14.47% | 14.47% | SOUT SOLAR PV 2026
| 78 | SOUT SOLAR PV 2035 | SouthEast Ghana Group | Sun | Solar PV | 0 | 0 | 0 | 0 | 0 | 0 | 0 | 0 | 0 | 0 | 0 | 0 | 0 | 0 | 0 | 0 | 63.3753 | 285.1886 | 0 | 0 | 0 | 0 | 0 | 0 | 0 | 25 | 25 | 0 | 0 | 0 | 0 | 0 | 0 | 0 | 0 | 0 | 0 | 0 | 0 | 0 | 0 | 0 | 0 | 0 | 0 | 0 | 0 | 0 | 0 | 0 | 0 | 0 | 50 | 225 | 0% | 0% | 0% | 0% | 0% | 0% | 0% | 14.47% | 14.47% | SOUT SOLAR PV 2035
| 80 | SOUT SOLAR PV 2020 | SouthWest Ghana Group | Sun | Solar PV | 0 | 0 | 0 | 0 | 0 | 0 | 0 | 0 | 0 | 0 | 0 | 0 | 0 | 38.0252 | 76.0503 | 76.0503 | 76.0503 | 76.0503 | 0 | 0 | 0 | 0 | 24.8 | 24.8 | 24.8 | 24.8 | 24.8 | 0 | 0 | 0 | 0 | 0 | 0 | 0 | 0 | 0 | 0 | 0 | 0 | 0 | 0 | 0 | 0 | 0 | 0 | 0 | 0 | 0 | 0 | 30 | 60 | 60 | 60 | 60 | 0% | 0% | 0% | 0% | 14.47% | 14.47% | 14.47% | 14.47% | 14.47% | SOUT SOLAR PV 2020
| 81 | SOUT SOLAR PV 2026 | SouthWest Ghana Group | Sun | Solar PV | 0 | 0 | 0 | 0 | 0 | 0 | 0 | 0 | 0 | 0 | 0 | 0 | 0 | 0 | 25.3501 | 126.7505 | 152.1006 | 152.1006 | 0 | 0 | 0 | 0 | 0 | 24.8 | 24.8 | 24.8 | 24.8 | 0 | 0 | 0 | 0 | 0 | 0 | 0 | 0 | 0 | 0 | 0 | 0 | 0 | 0 | 0 | 0 | 0 | 0 | 0 | 0 | 0 | 0 | 0 | 20 | 100 | 120 | 120 | 0% | 0% | 0% | 0% | 0% | 14.47% | 14.47% | 14.47% | 14.47% | SOUT SOLAR PV 2026
| 82 | SOUT SOLAR PV 2035 | SouthWest Ghana Group | Sun | Solar PV | 0 | 0 | 0 | 0 | 0 | 0 | 0 | 0 | 0 | 0 | 0 | 0 | 0 | 0 | 0 | 0 | 12.6751 | 152.1006 | 0 | 0 | 0 | 0 | 0 | 0 | 0 | 25 | 25 | 0 | 0 | 0 | 0 | 0 | 0 | 0 | 0 | 0 | 0 | 0 | 0 | 0 | 0 | 0 | 0 | 0 | 0 | 0 | 0 | 0 | 0 | 0 | 0 | 0 | 10 | 120 | 0% | 0% | 0% | 0% | 0% | 0% | 0% | 14.47% | 14.47% | SOUT SOLAR PV 2035
| 84 | SOUT SOLAR PV 2026 | SouthEast Ghana Group | Sun | Solar PV | 0 | 0 | 0 | 0 | 0 | 0 | 0 | 0 | 0 | 0 | 0 | 0 | 0 | 0 | 12.6751 | 25.3501 | 38.0252 | 38.0252 | 0 | 0 | 0 | 0 | 0 | 24.8 | 24.8 | 24.8 | 24.8 | 0 | 0 | 0 | 0 | 0 | 0 | 0 | 0 | 0 | 0 | 0 | 0 | 0 | 0 | 0 | 0 | 0 | 0 | 0 | 0 | 0 | 0 | 0 | 10 | 20 | 30 | 30 | 0% | 0% | 0% | 0% | 0% | 14.47% | 14.47% | 14.47% | 14.47% | SOUT SOLAR PV 2026
| 85 | SOUT SOLAR PV 2035 | SouthEast Ghana Group | Sun | Solar PV | 0 | 0 | 0 | 0 | 0 | 0 | 0 | 0 | 0 | 0 | 0 | 0 | 0 | 0 | 0 | 0 | 12.6751 | 38.0252 | 0 | 0 | 0 | 0 | 0 | 0 | 0 | 25 | 25 | 0 | 0 | 0 | 0 | 0 | 0 | 0 | 0 | 0 | 0 | 0 | 0 | 0 | 0 | 0 | 0 | 0 | 0 | 0 | 0 | 0 | 0 | 0 | 0 | 0 | 10 | 30 | 0% | 0% | 0% | 0% | 0% | 0% | 0% | 14.47% | 14.47% | SOUT SOLAR PV 2035
| 87 | ASHA SOLAR PV WITH STORAGE 2026 | Ashanti Group | Sun + storage | Solar PV + Storage | 0 | 0 | 0 | 0 | 0 | 0 | 0 | 0 | 0 | 0 | 0 | 0 | 0 | 0 | 0 | 12.675 | 12.675 | 12.675 | 0 | 0 | 0 | 0 | 0 | 0 | 28 | 28 | 28 | 0 | 0 | 0 | 0 | 0 | 0 | 0 | 0 | 0 | 0 | 0 | 0 | 0 | 0 | 0 | 0 | 0 | 0 | 0 | 0 | 0 | 0 | 0 | 0 | 10 | 10 | 10 | 0% | 0% | 0% | 0% | 0% | 0% | 14.47% | 14.47% | 14.47% | ASHA SOLAR PV WITH STORAGE 2026
| 88 | ASHA SOLAR PV WITH STORAGE 2035 | Ashanti Group | Sun + storage | Solar PV + Storage | 0 | 0 | 0 | 0 | 0 | 0 | 0 | 0 | 0 | 0 | 0 | 0 | 0 | 0 | 0 | 0 | 0 | 31.6876 | 0 | 0 | 0 | 0 | 0 | 0 | 0 | 0 | 28 | 0 | 0 | 0 | 0 | 0 | 0 | 0 | 0 | 0 | 0 | 0 | 0 | 0 | 0 | 0 | 0 | 0 | 0 | 0 | 0 | 0 | 0 | 0 | 0 | 0 | 0 | 25 | 0% | 0% | 0% | 0% | 0% | 0% | 0% | 0% | 14.47% | ASHA SOLAR PV WITH STORAGE 2035
| 90 | SOUT SOLAR PV WITH STORAGE 2026 | SouthWest Ghana Group | Sun + storage | Solar PV + Storage | 0 | 0 | 0 | 0 | 0 | 0 | 0 | 0 | 0 | 0 | 0 | 0 | 0 | 0 | 0 | 6.3375 | 6.3375 | 6.3375 | 0 | 0 | 0 | 0 | 0 | 0 | 28 | 28 | 28 | 0 | 0 | 0 | 0 | 0 | 0 | 0 | 0 | 0 | 0 | 0 | 0 | 0 | 0 | 0 | 0 | 0 | 0 | 0 | 0 | 0 | 0 | 0 | 0 | 5 | 5 | 5 | 0% | 0% | 0% | 0% | 0% | 0% | 14.47% | 14.47% | 14.47% | SOUT SOLAR PV WITH STORAGE 2026
| 93 | NORT SOLAR PV WITH STORAGE 2026 | Northern Ghana Group | Sun + storage | Solar PV + Storage | 0 | 0 | 0 | 0 | 0 | 0 | 0 | 0 | 0 | 0 | 0 | 0 | 0 | 0 | 0 | 63.3752 | 63.3752 | 63.3752 | 0 | 0 | 0 | 0 | 0 | 0 | 28 | 28 | 28 | 0 | 0 | 0 | 0 | 0 | 0 | 0 | 0 | 0 | 0 | 0 | 0 | 0 | 0 | 0 | 0 | 0 | 0 | 0 | 0 | 0 | 0 | 0 | 0 | 50 | 50 | 50 | 0% | 0% | 0% | 0% | 0% | 0% | 14.47% | 14.47% | 14.47% | NORT SOLAR PV WITH STORAGE 2026
| 94 | NORT SOLAR PV WITH STORAGE 2035 | Northern Ghana Group | Sun + storage | Solar PV + Storage | 0 | 0 | 0 | 0 | 0 | 0 | 0 | 0 | 0 | 0 | 0 | 0 | 0 | 0 | 0 | 0 | 0 | 158.4381 | 0 | 0 | 0 | 0 | 0 | 0 | 0 | 0 | 28 | 0 | 0 | 0 | 0 | 0 | 0 | 0 | 0 | 0 | 0 | 0 | 0 | 0 | 0 | 0 | 0 | 0 | 0 | 0 | 0 | 0 | 0 | 0 | 0 | 0 | 0 | 125 | 0% | 0% | 0% | 0% | 0% | 0% | 0% | 0% | 14.47% | NORT SOLAR PV WITH STORAGE 2035
| 96 | SOUT SOLAR PV WITH STORAGE 2026 | SouthEast Ghana Group | Sun + storage | Solar PV + Storage | 0 | 0 | 0 | 0 | 0 | 0 | 0 | 0 | 0 | 0 | 0 | 0 | 0 | 0 | 0 | 95.0629 | 95.0629 | 95.0629 | 0 | 0 | 0 | 0 | 0 | 0 | 28 | 28 | 28 | 0 | 0 | 0 | 0 | 0 | 0 | 0 | 0 | 0 | 0 | 0 | 0 | 0 | 0 | 0 | 0 | 0 | 0 | 0 | 0 | 0 | 0 | 0 | 0 | 75 | 75 | 75 | 0% | 0% | 0% | 0% | 0% | 0% | 14.47% | 14.47% | 14.47% | SOUT SOLAR PV WITH STORAGE 2026
| 99 | SOUT SOLAR PV WITH STORAGE 2026 | SouthWest Ghana Group | Sun + storage | Solar PV + Storage | 0 | 0 | 0 | 0 | 0 | 0 | 0 | 0 | 0 | 0 | 0 | 0 | 0 | 0 | 0 | 50.7002 | 50.7002 | 50.7002 | 0 | 0 | 0 | 0 | 0 | 0 | 28 | 28 | 28 | 0 | 0 | 0 | 0 | 0 | 0 | 0 | 0 | 0 | 0 | 0 | 0 | 0 | 0 | 0 | 0 | 0 | 0 | 0 | 0 | 0 | 0 | 0 | 0 | 40 | 40 | 40 | 0% | 0% | 0% | 0% | 0% | 0% | 14.47% | 14.47% | 14.47% | SOUT SOLAR PV WITH STORAGE 2026
| 102 | SOUT SOLAR PV WITH STORAGE 2026 | SouthEast Ghana Group | Sun + storage | Solar PV + Storage | 0 | 0 | 0 | 0 | 0 | 0 | 0 | 0 | 0 | 0 | 0 | 0 | 0 | 0 | 0 | 6.3375 | 6.3375 | 6.3375 | 0 | 0 | 0 | 0 | 0 | 0 | 28 | 28 | 28 | 0 | 0 | 0 | 0 | 0 | 0 | 0 | 0 | 0 | 0 | 0 | 0 | 0 | 0 | 0 | 0 | 0 | 0 | 0 | 0 | 0 | 0 | 0 | 0 | 5 | 5 | 5 | 0% | 0% | 0% | 0% | 0% | 0% | 14.47% | 14.47% | 14.47% | SOUT SOLAR PV WITH STORAGE 2026
| 104 | SOUT WIND TURBINE 2020 | SouthEast Ghana Group | Wind | Wind | 0 | 0 | 0 | 0 | 0 | 0 | 0 | 0 | 0 | 0 | 0 | 0 | 175.1525 | 350.305 | 525.4575 | 525.4575 | 525.4575 | 525.4575 | 0 | 0 | 0 | 46.71 | 46.71 | 46.71 | 46.71 | 46.71 | 46.71 | 0 | 0 | 0 | 0 | 0 | 0 | 0 | 0 | 0 | 0 | 0 | 0 | 0 | 0 | 0 | 0 | 0 | 0 | 0 | 0 | 0 | 75 | 150 | 225 | 225 | 225 | 225 | 0% | 0% | 0% | 26.66% | 26.66% | 26.66% | 26.66% | 26.66% | 26.66% | SOUT WIND TURBINE 2020
| 105 | SOUT WIND TURBINE 2026 | SouthEast Ghana Group | Wind | Wind | 0 | 0 | 0 | 0 | 0 | 0 | 0 | 0 | 0 | 0 | 0 | 0 | 0 | 0 | 175.1525 | 408.6892 | 525.4575 | 525.4575 | 0 | 0 | 0 | 0 | 0 | 46.71 | 46.71 | 46.71 | 46.71 | 0 | 0 | 0 | 0 | 0 | 0 | 0 | 0 | 0 | 0 | 0 | 0 | 0 | 0 | 0 | 0 | 0 | 0 | 0 | 0 | 0 | 0 | 0 | 75 | 175 | 225 | 225 | 0% | 0% | 0% | 0% | 0% | 26.66% | 26.66% | 26.66% | 26.66% | SOUT WIND TURBINE 2026
| 106 | SOUT WIND TURBINE 2035 | SouthEast Ghana Group | Wind | Wind | 0 | 0 | 0 | 0 | 0 | 0 | 0 | 0 | 0 | 0 | 0 | 0 | 0 | 0 | 0 | 0 | 233.5367 | 233.5367 | 0 | 0 | 0 | 0 | 0 | 0 | 0 | 47 | 47 | 0 | 0 | 0 | 0 | 0 | 0 | 0 | 0 | 0 | 0 | 0 | 0 | 0 | 0 | 0 | 0 | 0 | 0 | 0 | 0 | 0 | 0 | 0 | 0 | 0 | 100 | 100 | 0% | 0% | 0% | 0% | 0% | 0% | 0% | 26.66% | 26.66% | SOUT WIND TURBINE 2035
[6 empty] | 0 | 0 | 0 | 0 | 0 | 0 | 0 |  |  | 0 | 0 | 0 | 0 | 0 | 0 | 0 |  |  | 0 | 0 | 0 | 0 | 0 | 0 | 0 |  |  | 0 | 0 | 0 | 0 | 0 | 0 | 0 |  |  | 0 | 0 | 0 | 0 | 0 | 0 | 0 |  |  | 0 | 0 | 0 | 0 | 0 | 0 | 0 |  |  | 0 | 0 | 0 | 0 | 0 | 0 | 0

## HighRECapCost
Back to Contents | [77 empty] | 90.91% | 82.64% | 75.13% | 68.3% | 56.45% | 42.41% | 31.86% | 19.78% | 12.28% | Cap Cost NPV |  | Cap Cost -- no NPV
|  | Plant Name |  |  |  | FUEL CONSUMPTION | [8 empty] | GENERATION | [8 empty] | FOM (USD/kW-yr | [8 empty] | VOM (USD/MWh) | [8 empty] | Fuel Cost (USD/MWh) | [8 empty] | Available Capacity | [8 empty] | Capacity Factors | [8 empty] | Total Capital Cost | [17 empty] | 1469.8978 | 2645.8582 | 2838.0677 | 7367.1827 | Unplanned? | Plant Name
| UnitID |  | Model Region | Fuel Type | Capacity Type | 2017 | 2018 | 2019 | 2020 | 2023 | 2026 | 2030 | 2035 | 2040 | 2017 | 2018 | 2019 | 2020 | 2023 | 2026 | 2030 | 2035 | 2040 | 2017 | 2018 | 2019 | 2020 | 2023 | 2026 | 2030 | 2035 | 2040 | 2017 | 2018 | 2019 | 2020 | 2023 | 2026 | 2030 | 2035 | 2040 | 2017 | 2018 | 2019 | 2020 | 2023 | 2026 | 2030 | 2035 | 2040 | 2017 | 2018 | 2019 | 2020 | 2023 | 2026 | 2030 | 2035 | 2040 | 2017 | 2018 | 2019 | 2020 | 2023 | 2026 | 2030 | 2035 | 2040 | 2017 | 2018 | 2019 | 2020 | 2023 | 2026 | 2030 | 2035 | 2040 | 2017 | 2018 | 2019 | 2020 | 2023 | 2026 | 2030 | 2035 | 2040 | 10-year | 20-year | 10-year | 20-year
| 1 | CENIT | SouthEast Ghana Group | Oil | Oil Combustion | 0 | 0 | 0 | 0 | 0 | 0 | 0 | 0 | 0 | 0 | 0 | 0 | 0 | 0 | 0 | 0 | 0 | 0 | 11.83 | 11.83 | 11.83 | 11.83 | 11.83 | 11.83 | 11.83 | 0 | 0 | 0 | 0 | 0 | 0 | 0 | 0 | 0 | 0 | 0 | 0 | 0 | 0 | 0 | 0 | 0 | 0 | 0 | 0 | 100 | 100 | 100 | 100 | 100 | 100 | 100 | 0 | 0 | 0% | 0% | 0% | 0% | 0% | 0% | 0% | 0% | 0% | [9 empty] | 0 | 0 | 0 | 0 | 0 | 0 | 0 | 0 | 0 | 0 | 0 | 0 | 0 | Existing & Under Const. Plant
| 2 | Trojan 2B | SouthEast Ghana Group | Oil | Oil Combustion | 0.26958 | 0 | 0 | 0 | 0 | 0 | 0 | 0 | 0 | 31.941 | 0 | 0 | 0 | 0 | 0 | 0 | 0 | 0 | 34 | 34 | 34 | 34 | 0 | 0 | 0 | 0 | 0 | 5.5 | 0 | 0 | 0 | 0 | 0 | 0 | 0 | 0 | 97.9957 | 0 | 0 | 0 | 0 | 0 | 0 | 0 | 0 | 16.25 | 16.25 | 16.25 | 16.25 | 0 | 0 | 0 | 0 | 0 | 22.44% | 0% | 0% | 0% | 0% | 0% | 0% | 0% | 0% | [9 empty] | 0 | 0 | 0 | 0 | 0 | 0 | 0 | 0 | 0 | 0 | 0 | 0 | 0 | Existing & Under Const. Plant
| 3 | Trojan 2A | Ashanti Group | Oil | Oil Combustion | 0.26958 | 0 | 0 | 0 | 0 | 0 | 0 | 0 | 0 | 31.941 | 0 | 0 | 0 | 0 | 0 | 0 | 0 | 0 | 34 | 34 | 34 | 34 | 0 | 0 | 0 | 0 | 0 | 5.5 | 0 | 0 | 0 | 0 | 0 | 0 | 0 | 0 | 108.8196 | 0 | 0 | 0 | 0 | 0 | 0 | 0 | 0 | 16.25 | 16.25 | 16.25 | 16.25 | 0 | 0 | 0 | 0 | 0 | 22.44% | 0% | 0% | 0% | 0% | 0% | 0% | 0% | 0% | [9 empty] | 0 | 0 | 0 | 0 | 0 | 0 | 0 | 0 | 0 | 0 | 0 | 0 | 0 | Existing & Under Const. Plant
| 4 | GP Tarkwa Plant | SouthWest Ghana Group | Oil | Oil Combustion | 0 | 0 | 0 | 0 | 0 | 0 | 0 | 0 | 0 | 0 | 0 | 0 | 0 | 0 | 0 | 0 | 0 | 0 | 17.5 | 17.5 | 17.5 | 17.5 | 17.5 | 17.5 | 17.5 | 17.5 | 17.5 | 0 | 0 | 0 | 0 | 0 | 0 | 0 | 0 | 0 | 0 | 0 | 0 | 0 | 0 | 0 | 0 | 0 | 0 | 33 | 33 | 33 | 33 | 33 | 33 | 33 | 33 | 33 | 0% | 0% | 0% | 0% | 0% | 0% | 0% | 0% | 0% | [9 empty] | 0 | 0 | 0 | 0 | 0 | 0 | 0 | 0 | 0 | 0 | 0 | 0 | 0 | Existing & Under Const. Plant
| 5 | GP Chirano Plant | SouthWest Ghana Group | Oil | Oil Combustion | 0 | 0 | 0 | 0 | 0 | 0 | 0 | 0 | 0 | 0 | 0 | 0 | 0 | 0 | 0 | 0 | 0 | 0 | 17.5 | 17.5 | 17.5 | 17.5 | 17.5 | 17.5 | 17.5 | 17.5 | 17.5 | 0 | 0 | 0 | 0 | 0 | 0 | 0 | 0 | 0 | 0 | 0 | 0 | 0 | 0 | 0 | 0 | 0 | 0 | 30 | 30 | 30 | 30 | 30 | 30 | 30 | 30 | 30 | 0% | 0% | 0% | 0% | 0% | 0% | 0% | 0% | 0% | [9 empty] | 0 | 0 | 0 | 0 | 0 | 0 | 0 | 0 | 0 | 0 | 0 | 0 | 0 | Existing & Under Const. Plant
| 6 | GP Darmang Plant | SouthWest Ghana Group | Oil | Oil Combustion | 0 | 0 | 0 | 0 | 0 | 0 | 0 | 0 | 0 | 0 | 0 | 0 | 0 | 0 | 0 | 0 | 0 | 0 | 17.5 | 17.5 | 17.5 | 17.5 | 17.5 | 17.5 | 17.5 | 17.5 | 17.5 | 0 | 0 | 0 | 0 | 0 | 0 | 0 | 0 | 0 | 0 | 0 | 0 | 0 | 0 | 0 | 0 | 0 | 0 | 25.5 | 25.5 | 25.5 | 25.5 | 25.5 | 25.5 | 25.5 | 25.5 | 25.5 | 0% | 0% | 0% | 0% | 0% | 0% | 0% | 0% | 0% | [9 empty] | 0 | 0 | 0 | 0 | 0 | 0 | 0 | 0 | 0 | 0 | 0 | 0 | 0 | Existing & Under Const. Plant
| 7 | SAPP 2 | SouthEast Ghana Group | Oil/Gas | Oil/Gas Combined Cycle | 9.6772 | 22.9399 | 12.2699 | 7.7484 | 23.5117 | 23.5117 | 23.5117 | 23.5117 | 23.5117 | 1240.6699 | 2941.0075 | 1573.0645 | 993.3858 | 3014.3157 | 3014.316 | 3014.316 | 3014.316 | 3014.316 | 16 | 16 | 16 | 16 | 16 | 16 | 16 | 16 | 16 | 3.5 | 3.5 | 3.5 | 3.5 | 3.5 | 3.5 | 3.5 | 3.5 | 3.5 | 70.9165 | 62.6517 | 64.8913 | 64.7653 | 72.5963 | 69.3536 | 69.3561 | 80.4959 | 86.7641 | 370 | 370 | 370 | 370 | 370 | 370 | 370 | 370 | 370 | 38.28% | 90.74% | 48.53% | 30.65% | 93% | 93% | 93% | 93% | 93% | [9 empty] | 0 | 0 | 0 | 0 | 0 | 0 | 0 | 0 | 0 | 0 | 0 | 0 | 0 | Existing & Under Const. Plant
| 8 | Cenpower | SouthEast Ghana Group | Oil/Gas | Oil/Gas Combined Cycle | 0 | 0.10559 | 1.5967 | 0 | 21.6884 | 21.6884 | 21.6884 | 21.6884 | 20.6443 | 0 | 13.4857 | 203.923 | 0 | 2769.912 | 2769.912 | 2769.912 | 2769.912 | 2636.5689 | 0 | 16 | 16 | 16 | 16 | 16 | 16 | 16 | 16 | 0 | 3.5 | 3.5 | 0 | 3.5 | 3.5 | 3.5 | 3.5 | 3.5 | 0 | 64.045 | 65.1409 | 0 | 65.5343 | 68.0056 | 74.4376 | 82.1663 | 86.5387 | 0 | 340 | 340 | 340 | 340 | 340 | 340 | 340 | 340 | 0% | 0.4528% | 6.847% | 0% | 93% | 93% | 93% | 93% | 88.52% | [9 empty] | 0 | 0 | 0 | 0 | 0 | 0 | 0 | 0 | 0 | 0 | 0 | 0 | 0 | Existing & Under Const. Plant
| 9 | KarpowerShip 1 | SouthEast Ghana Group | Oil/Gas | Oil/Gas Combined Cycle | 14.837 | 0 | 0 | 0 | 0 | 0 | 0 | 0 | 0 | 1942.0128 | 0 | 0 | 0 | 0 | 0 | 0 | 0 | 0 | 177.828 | 0 | 0 | 0 | 0 | 0 | 0 | 0 | 0 | 3.5 | 0 | 0 | 0 | 0 | 0 | 0 | 0 | 0 | 67.7182 | 0 | 0 | 0 | 0 | 0 | 0 | 0 | 0 | 247 | 0 | 0 | 0 | 0 | 0 | 0 | 0 | 0 | 89.75% | 0% | 0% | 0% | 0% | 0% | 0% | 0% | 0% | [9 empty] | 0 | 0 | 0 | 0 | 0 | 0 | 0 | 0 | 0 | 0 | 0 | 0 | 0 | Existing & Under Const. Plant
| 10 | AKSA | SouthEast Ghana Group | Oil/Gas | Oil/Gas Combined Cycle | 10.1595 | 0 | 9.1475 | 0 | 13.7173 | 3.3181 | 1.1868 | 4.0386 | 12.4423 | 1195.236 | 0 | 1076.1727 | 0 | 1613.8052 | 390.3667 | 139.6291 | 475.1315 | 1463.8053 | 16 | 16 | 16 | 16 | 16 | 16 | 16 | 16 | 16 | 3.5 | 0 | 3.5 | 0 | 3.5 | 3.5 | 3.5 | 3.5 | 3.5 | 75.3409 | 0 | 70.7149 | 0 | 78.8834 | 72.3092 | 69.069 | 88.5609 | 96.2574 | 250 | 375 | 375 | 375 | 375 | 375 | 375 | 375 | 375 | 54.58% | 0% | 32.76% | 0% | 49.13% | 11.88% | 4.251% | 14.46% | 44.56% | [9 empty] | 0 | 0 | 0 | 0 | 0 | 0 | 0 | 0 | 0 | 0 | 0 | 0 | 0 | Existing & Under Const. Plant
| 11 | TAPCO (T1) | SouthWest Ghana Group | Oil/Gas | Oil/Gas Combined Cycle | 11.645 | 17.1872 | 0 | 17.1872 | 17.1872 | 17.1872 | 16.984 | 16.5942 | 0.7953 | 1496.2071 | 2208.3 | 0 | 2208.3001 | 2208.3 | 2208.2998 | 2182.1859 | 2132.1103 | 102.1847 | 18.7 | 18.7 | 18.7 | 18.7 | 18.7 | 18.7 | 18.7 | 18.7 | 18.7 | 5 | 5 | 0 | 5 | 5 | 5 | 5 | 5 | 5 | 59.0539 | 62.3154 | 0 | 64.6242 | 61.2801 | 62.3592 | 63.0192 | 62.5775 | 61.5635 | 305 | 305 | 305 | 305 | 305 | 305 | 305 | 305 | 305 | 56% | 82.65% | 0% | 82.65% | 82.65% | 82.65% | 81.67% | 79.8% | 3.825% | [9 empty] | 0 | 0 | 0 | 0 | 0 | 0 | 0 | 0 | 0 | 0 | 0 | 0 | 0 | Existing & Under Const. Plant
| 12 | TICO (T2) | SouthWest Ghana Group | Oil/Gas | Oil/Gas Combined Cycle | 17.7346 | 17.7346 | 9.5854 | 17.7346 | 17.7346 | 17.7346 | 17.7346 | 17.7346 | 5.3441 | 2382.7199 | 2382.72 | 1287.8384 | 2382.72 | 2382.72 | 2382.7199 | 2382.72 | 2382.72 | 718.0044 | 30.94 | 30.94 | 30.94 | 30.94 | 30.94 | 30.94 | 30.94 | 30.94 | 30.94 | 4.9 | 4.9 | 4.9 | 4.9 | 4.9 | 4.9 | 4.9 | 4.9 | 4.9 | 55.1051 | 59.5931 | 61.9213 | 61.8011 | 58.603 | 59.635 | 60.2662 | 59.8438 | 58.8741 | 320 | 320 | 320 | 320 | 320 | 320 | 320 | 320 | 320 | 85% | 85% | 45.94% | 85% | 85% | 85% | 85% | 85% | 25.61% | [9 empty] | 0 | 0 | 0 | 0 | 0 | 0 | 0 | 0 | 0 | 0 | 0 | 0 | 0 | Existing & Under Const. Plant
| 13 | Amandi | SouthWest Ghana Group | Oil/Gas | Oil/Gas Combined Cycle | 0 | 0 | 8.0946 | 0 | 12.0103 | 10.6665 | 7.9721 | 8.4135 | 0.17727 | 0 | 0 | 987.1488 | 0 | 1464.6719 | 1300.7981 | 972.2043 | 1026.0377 | 21.6181 | 0 | 0 | 30.94 | 30.94 | 30.94 | 30.94 | 30.94 | 30.94 | 30.94 | 0 | 0 | 4.9 | 0 | 4.9 | 4.9 | 4.9 | 4.9 | 4.9 | 0 | 0 | 68.2191 | 0 | 64.5633 | 65.7003 | 66.3957 | 65.9303 | 64.862 | 0 | 0 | 190 | 190 | 190 | 190 | 190 | 190 | 190 | 0% | 0% | 59.31% | 0% | 88% | 78.15% | 58.41% | 61.65% | 1.299% | [9 empty] | 0 | 0 | 0 | 0 | 0 | 0 | 0 | 0 | 0 | 0 | 0 | 0 | 0 | Existing & Under Const. Plant
| 14 | KarpowerShip 2 | SouthWest Ghana Group | Oil/Gas | Oil/Gas Combined Cycle | 0 | 24.5592 | 31.8841 | 30.5313 | 0 | 0 | 0 | 0 | 0 | 0 | 2884.5636 | 3744.9 | 3586.0079 | 0 | 0 | 0 | 0 | 0 | 0 | 177.828 | 177.828 | 177.828 | 177.828 | 0 | 0 | 0 | 0 | 0 | 3.5 | 3.5 | 3.5 | 0 | 0 | 0 | 0 | 0 | 0 | 68.1682 | 70.8314 | 70.6939 | 0 | 0 | 0 | 0 | 0 | 0 | 450 | 450 | 450 | 450 | 0 | 0 | 0 | 0 | 0% | 73.18% | 95% | 90.97% | 0% | 0% | 0% | 0% | 0% | [9 empty] | 0 | 0 | 0 | 0 | 0 | 0 | 0 | 0 | 0 | 0 | 0 | 0 | 0 | Existing & Under Const. Plant
| 15 | Early Power | SouthEast Ghana Group | Oil/Gas | Oil/Gas Combustion | 0 | 0 | 7.6188 | 23.0656 | 23.0656 | 23.0656 | 23.0656 | 23.0656 | 23.0656 | 0 | 0 | 1015.836 | 3075.417 | 3075.417 | 3075.417 | 3075.4174 | 3075.417 | 3075.417 | 0 | 0 | 16 | 16 | 16 | 16 | 16 | 16 | 16 | 0 | 0 | 3.5 | 3.5 | 3.5 | 3.5 | 3.5 | 3.5 | 3.5 | 0 | 0 | 62.3955 | 62.2744 | 61.913 | 73.2647 | 67.2575 | 80.2031 | 85.3772 | 0 | 0 | 377.5 | 377.5 | 377.5 | 377.5 | 377.5 | 377.5 | 377.5 | 0% | 0% | 30.72% | 93% | 93% | 93% | 93% | 93% | 93% | [9 empty] | 0 | 0 | 0 | 0 | 0 | 0 | 0 | 0 | 0 | 0 | 0 | 0 | 0 | Existing & Under Const. Plant
| 16 | TT1PP | SouthEast Ghana Group | Oil/Gas | Oil/Gas Combustion | 0 | 0 | 0 | 0 | 0 | 0 | 0 | 0 | 0 | 0 | 0 | 0 | 0 | 0 | 0 | 0 | 0 | 0 | 14.3 | 14.3 | 14.3 | 14.3 | 14.3 | 14.3 | 14.3 | 14.3 | 14.3 | 0 | 0 | 0 | 0 | 0 | 0 | 0 | 0 | 0 | 0 | 0 | 0 | 0 | 0 | 0 | 0 | 0 | 0 | 100 | 100 | 100 | 100 | 100 | 100 | 100 | 100 | 100 | 0% | 0% | 0% | 0% | 0% | 0% | 0% | 0% | 0% | [9 empty] | 0 | 0 | 0 | 0 | 0 | 0 | 0 | 0 | 0 | 0 | 0 | 0 | 0 | Existing & Under Const. Plant
| 17 | KTPP | SouthEast Ghana Group | Oil/Gas | Oil/Gas Combustion | 0.31622 | 0 | 1.2613 | 0 | 0 | 0 | 0 | 0 | 0 | 29.0114 | 0 | 115.7177 | 0 | 0 | 0 | 0 | 0 | 0 | 12.3 | 12.3 | 12.3 | 12.3 | 12.3 | 12.3 | 12.3 | 12.3 | 12.3 | 3.5 | 0 | 3.5 | 0 | 0 | 0 | 0 | 0 | 0 | 126.5585 | 0 | 90.6815 | 0 | 0 | 0 | 0 | 0 | 0 | 200 | 200 | 200 | 200 | 200 | 200 | 200 | 200 | 200 | 1.656% | 0% | 6.605% | 0% | 0% | 0% | 0% | 0% | 0% | [9 empty] | 0 | 0 | 0 | 0 | 0 | 0 | 0 | 0 | 0 | 0 | 0 | 0 | 0 | Existing & Under Const. Plant
| 18 | Trojan 1 | SouthEast Ghana Group | Oil/Gas | Oil/Gas Combustion | 0.41408 | 0 | 0 | 0 | 0 | 0 | 0 | 0 | 0 | 49.0614 | 0 | 0 | 0 | 0 | 0 | 0 | 0 | 0 | 34 | 34 | 34 | 34 | 0 | 0 | 0 | 0 | 0 | 5.5 | 0 | 0 | 0 | 0 | 0 | 0 | 0 | 0 | 97.9957 | 0 | 0 | 0 | 0 | 0 | 0 | 0 | 0 | 24.96 | 24.96 | 24.96 | 24.96 | 0 | 0 | 0 | 0 | 0 | 22.44% | 0% | 0% | 0% | 0% | 0% | 0% | 0% | 0% | [9 empty] | 0 | 0 | 0 | 0 | 0 | 0 | 0 | 0 | 0 | 0 | 0 | 0 | 0 | Existing & Under Const. Plant
| 19 | MRP | SouthEast Ghana Group | Oil/Gas | Oil/Gas Combustion | 0 | 0 | 0 | 0 | 0 | 0 | 0 | 0 | 0 | 0 | 0 | 0 | 0 | 0 | 0 | 0 | 0 | 0 | 12.5737 | 12.5737 | 12.5737 | 12.5737 | 12.5737 | 12.5737 | 12.5737 | 12.5737 | 12.5737 | 0 | 0 | 0 | 0 | 0 | 0 | 0 | 0 | 0 | 0 | 0 | 0 | 0 | 0 | 0 | 0 | 0 | 0 | 70 | 70 | 70 | 70 | 70 | 70 | 70 | 70 | 70 | 0% | 0% | 0% | 0% | 0% | 0% | 0% | 0% | 0% | [9 empty] | 0 | 0 | 0 | 0 | 0 | 0 | 0 | 0 | 0 | 0 | 0 | 0 | 0 | Existing & Under Const. Plant
| 20 | Safisana | SouthEast Ghana Group | Biogas | Biogas | 0.010052 | 0.010052 | 0.010052 | 0 | 0.010052 | 0.010052 | 0.010052 | 0.010052 | 0.010052 | 0.7446 | 0.7446 | 0.7446 | 0 | 0.7446 | 0.7446 | 0.7446 | 0.7446 | 0.7446 | 35 | 35 | 35 | 35 | 35 | 35 | 35 | 35 | 35 | 4.2 | 4.2 | 4.2 | 0 | 4.2 | 4.2 | 4.2 | 4.2 | 4.2 | 40.5 | 40.5 | 40.5 | 0 | 40.5 | 40.5 | 40.5 | 40.5 | 40.5 | 0.1 | 0.1 | 0.1 | 0.1 | 0.1 | 0.1 | 0.1 | 0.1 | 0.1 | 85% | 85% | 85% | 0% | 85% | 85% | 85% | 85% | 85% | [9 empty] | 0 | 0 | 0 | 0 | 0 | 0 | 0 | 0 | 0 | 0 | 0 | 0 | 0 | Existing & Under Const. Plant
| 21 | TT2PP | SouthEast Ghana Group | Gas | Gas Combustion Turbine | 0.5098 | 0 | 0 | 0 | 0 | 0 | 0 | 0.0072037 | 0.00090551 | 52.4484 | 0 | 0 | 0 | 0 | 0 | 0 | 0.74113 | 0.09316 | 12.1007 | 12.1007 | 12.1007 | 12.1007 | 12.1007 | 12.1007 | 12.1007 | 12.1007 | 12.1007 | 4.5 | 0 | 0 | 0 | 0 | 0 | 0 | 4.5 | 4.5 | 79.8984 | 0 | 0 | 0 | 0 | 0 | 0 | 78.1515 | 110.6489 | 45 | 45 | 45 | 45 | 45 | 45 | 45 | 45 | 45 | 13.31% | 0% | 0% | 0% | 0% | 0% | 0% | 0.188% | 0.02363% | [9 empty] | 0 | 0 | 0 | 0 | 0 | 0 | 0 | 0 | 0 | 0 | 0 | 0 | 0 | Existing & Under Const. Plant
| 22 | SAPP 1 | SouthEast Ghana Group | Gas | Gas Combustion Turbine | 3.0298 | 0 | 0 | 0 | 0 | 0 | 0 | 0.1386 | 0.045935 | 324.7329 | 0 | 0 | 0 | 0 | 0 | 0 | 14.8548 | 4.9234 | 11.83 | 11.83 | 11.83 | 11.83 | 11.83 | 11.83 | 11.83 | 11.83 | 11.83 | 4.5 | 0 | 0 | 0 | 0 | 0 | 0 | 4.5 | 4.5 | 76.6926 | 0 | 0 | 0 | 0 | 0 | 0 | 92.2286 | 106.2092 | 180 | 180 | 180 | 180 | 180 | 180 | 180 | 180 | 180 | 20.59% | 0% | 0% | 0% | 0% | 0% | 0% | 0.9421% | 0.3122% | [9 empty] | 0 | 0 | 0 | 0 | 0 | 0 | 0 | 0 | 0 | 0 | 0 | 0 | 0 | Existing & Under Const. Plant
| 23 | Trojan 3 | SouthEast Ghana Group | Gas | Gas Combustion Turbine | 0 | 0 | 0 | 0 | 0 | 0 | 0 | 0 | 0 | 0 | 0 | 0 | 0 | 0 | 0 | 0 | 0 | 0 | 0 | 34 | 34 | 34 | 0 | 0 | 0 | 0 | 0 | 0 | 0 | 0 | 0 | 0 | 0 | 0 | 0 | 0 | 0 | 0 | 0 | 0 | 0 | 0 | 0 | 0 | 0 | 0 | 49.92 | 49.92 | 49.92 | 0 | 0 | 0 | 0 | 0 | 0% | 0% | 0% | 0% | 0% | 0% | 0% | 0% | 0% | [9 empty] | 0 | 0 | 0 | 0 | 0 | 0 | 0 | 0 | 0 | 0 | 0 | 0 | 0 | Existing & Under Const. Plant
| 24 | Ameri_2016 | SouthWest Ghana Group | Gas | Gas Combustion Turbine | 0.42075 | 0 | 18.427 | 0 | 0 | 0 | 0 | 0 | 0 | 41.4044 | 0 | 1813.32 | 0 | 0 | 0 | 0 | 0 | 0 | 14.54 | 14.54 | 14.54 | 14.54 | 0 | 0 | 0 | 0 | 0 | 5 | 0 | 5 | 0 | 0 | 0 | 0 | 0 | 0 | 74.9854 | 0 | 84.5417 | 0 | 0 | 0 | 0 | 0 | 0 | 230 | 230 | 230 | 230 | 0 | 0 | 0 | 0 | 0 | 2.055% | 0% | 90% | 0% | 0% | 0% | 0% | 0% | 0% | [9 empty] | 0 | 0 | 0 | 0 | 0 | 0 | 0 | 0 | 0 | 0 | 0 | 0 | 0 | Existing & Under Const. Plant
| 25 | Ameri_2021 | SouthWest Ghana Group | Gas | Gas Combustion Turbine | 0 | 0 | 0 | 0 | 0 | 0 | 0 | 0.0018786 | 0 | 0 | 0 | 0 | 0 | 0 | 0 | 0 | 0.18487 | 0 | 0 | 0 | 0 | 0 | 14.54 | 14.54 | 14.54 | 14.54 | 14.54 | 0 | 0 | 0 | 0 | 0 | 0 | 0 | 4.17 | 0 | 0 | 0 | 0 | 0 | 0 | 0 | 0 | 81.7053 | 0 | 0 | 0 | 0 | 0 | 230 | 230 | 230 | 230 | 230 | 0% | 0% | 0% | 0% | 0% | 0% | 0% | 0.009175% | 0% | [9 empty] | 0 | 0 | 0 | 0 | 0 | 0 | 0 | 0 | 0 | 0 | 0 | 0 | 0 | Existing & Under Const. Plant
| 26 | Bui | Northern Ghana Group | Water | Hydro | 0 | 0 | 0 | 0 | 0 | 0 | 0 | 0 | 0 | 669.5866 | 669.5866 | 669.5865 | 669.5866 | 669.5866 | 669.5862 | 669.5865 | 669.5864 | 669.5865 | 27.74 | 27.74 | 27.74 | 27.74 | 27.74 | 27.74 | 27.74 | 27.74 | 27.74 | 1.63 | 1.63 | 1.63 | 1.63 | 1.63 | 1.63 | 1.63 | 1.63 | 1.63 | 0 | 0 | 0 | 0 | 0 | 0 | 0 | 0 | 0 | 330 | 330 | 330 | 330 | 330 | 330 | 330 | 330 | 330 | 23.16% | 23.16% | 23.16% | 23.16% | 23.16% | 23.16% | 23.16% | 23.16% | 23.16% | [9 empty] | 0 | 0 | 0 | 0 | 0 | 0 | 0 | 0 | 0 | 0 | 0 | 0 | 0 | Existing & Under Const. Plant
| 27 | Akosombo | SouthEast Ghana Group | Water | Hydro | 0 | 0 | 0 | 0 | 0 | 0 | 0 | 0 | 0 | 3681.6894 | 3681.6889 | 4016.3897 | 4016.3881 | 4434.7627 | 4434.7606 | 4434.7616 | 4434.7622 | 4434.7613 | 9.16 | 9.16 | 9.16 | 9.16 | 9.16 | 9.16 | 9.16 | 9.16 | 9.16 | 0.98 | 0.98 | 0.98 | 0.98 | 0.98 | 0.98 | 0.98 | 0.98 | 0.98 | 0 | 0 | 0 | 0 | 0 | 0 | 0 | 0 | 0 | 900 | 900 | 900 | 900 | 900 | 900 | 900 | 900 | 900 | 46.7% | 46.7% | 50.94% | 50.94% | 56.25% | 56.25% | 56.25% | 56.25% | 56.25% | [9 empty] | 0 | 0 | 0 | 0 | 0 | 0 | 0 | 0 | 0 | 0 | 0 | 0 | 0 | Existing & Under Const. Plant
| 28 | Kpong | SouthEast Ghana Group | Water | Hydro | 0 | 0 | 0 | 0 | 0 | 0 | 0 | 0 | 0 | 722.7073 | 722.7074 | 788.4082 | 788.4082 | 870.534 | 870.5339 | 870.5339 | 870.5339 | 870.5339 | 9.16 | 9.16 | 9.16 | 9.16 | 9.16 | 9.16 | 9.16 | 9.16 | 9.16 | 0.98 | 0.98 | 0.98 | 0.98 | 0.98 | 0.98 | 0.98 | 0.98 | 0.98 | 0 | 0 | 0 | 0 | 0 | 0 | 0 | 0 | 0 | 140 | 140 | 140 | 140 | 140 | 140 | 140 | 140 | 140 | 58.93% | 58.93% | 64.29% | 64.29% | 70.98% | 70.98% | 70.98% | 70.98% | 70.98% | [9 empty] | 0 | 0 | 0 | 0 | 0 | 0 | 0 | 0 | 0 | 0 | 0 | 0 | 0 | Existing & Under Const. Plant
| 29 | Cote d'Ivoire Dummy | Cote d'Ivoire | Water | Hydro | 0 | 0 | 0 | 0 | 0 | 0 | 0 | 0 | 0 | 814.68 | 814.68 | 10 | 743.2759 | 814.6799 | 814.68 | 814.68 | 814.6802 | 814.6797 | 0 | 0 | 0 | 0 | 0 | 0 | 0 | 0 | 0 | 10 | 10 | 10 | 10 | 10 | 10 | 10 | 10 | 10 | 0 | 0 | 0 | 0 | 0 | 0 | 0 | 0 | 0 | 150 | 150 | 150 | 150 | 150 | 150 | 150 | 150 | 150 | 62% | 62% | 0.761% | 56.57% | 62% | 62% | 62% | 62% | 62% | [9 empty] | 0 | 0 | 0 | 0 | 0 | 0 | 0 | 0 | 0 | 0 | 0 | 0 | 0 | Existing & Under Const. Plant
| 30 | Burkina Dummy | Burkina Group | Water | Hydro | 0 | 0 | 0 | 0 | 0 | 0 | 0 | 0 | 0 | 0.438 | 0.438 | 0.438 | 0.438 | 4.818 | 4.818 | 4.818 | 4.818 | 4.818 | 0 | 0 | 0 | 0 | 0 | 0 | 0 | 0 | 0 | 10 | 10 | 10 | 10 | 10 | 10 | 10 | 10 | 10 | 0 | 0 | 0 | 0 | 0 | 0 | 0 | 0 | 0 | 10 | 10 | 10 | 10 | 110 | 110 | 110 | 110 | 110 | 0.5% | 0.5% | 0.5% | 0.5% | 0.5% | 0.5% | 0.5% | 0.5% | 0.5% | [9 empty] | 0 | 0 | 0 | 0 | 0 | 0 | 0 | 0 | 0 | 0 | 0 | 0 | 0 | Existing & Under Const. Plant
| 31 | VRA Solar | Northern Ghana Group | Sun | Solar PV | 0 | 0 | 0 | 0 | 0 | 0 | 0 | 0 | 0 | 2.7132 | 2.7132 | 2.7132 | 2.7132 | 2.7132 | 2.7132 | 2.7132 | 2.7132 | 2.7132 | 0 | 0 | 0 | 0 | 0 | 0 | 0 | 0 | 0 | 0 | 0 | 0 | 0 | 0 | 0 | 0 | 0 | 0 | 0 | 0 | 0 | 0 | 0 | 0 | 0 | 0 | 0 | 1.8 | 1.8 | 1.8 | 1.8 | 1.8 | 1.8 | 1.8 | 1.8 | 1.8 | 17.21% | 17.21% | 17.21% | 17.21% | 17.21% | 17.21% | 17.21% | 17.21% | 17.21% | [9 empty] | 0 | 0 | 0 | 0 | 0 | 0 | 0 | 0 | 0 | 0 | 0 | 0 | 0 | Existing & Under Const. Plant
| 32 | BXC Solar | SouthEast Ghana Group | Sun | Solar PV | 0 | 0 | 0 | 0 | 0 | 0 | 0 | 0 | 0 | 24.0159 | 24.0159 | 24.0159 | 24.0159 | 24.0159 | 24.0159 | 24.0159 | 24.0159 | 0 | 0 | 0 | 0 | 0 | 0 | 0 | 0 | 0 | 0 | 0 | 0 | 0 | 0 | 0 | 0 | 0 | 0 | 0 | 0 | 0 | 0 | 0 | 0 | 0 | 0 | 0 | 0 | 18 | 18 | 18 | 18 | 18 | 18 | 18 | 18 | 0 | 15.23% | 15.23% | 15.23% | 15.23% | 15.23% | 15.23% | 15.23% | 15.23% | 0% | [9 empty] | 0 | 0 | 0 | 0 | 0 | 0 | 0 | 0 | 0 | 0 | 0 | 0 | 0 | Existing & Under Const. Plant
| 41 | SOUT COAL STEAM TURBINE 2026 | SouthWest Ghana Group | Coal | Coal Steam Turbine | 0 | 0 | 0 | 0 | 0 | 29.6939 | 65.6478 | 65.6478 | 65.6478 | 0 | 0 | 0 | 0 | 0 | 3374.3053 | 7459.981 | 7459.981 | 7459.981 | 0 | 0 | 0 | 0 | 0 | 65 | 65 | 65 | 65 | 0 | 0 | 0 | 0 | 0 | 6.034 | 6.034 | 6.034 | 6.034 | 0 | 0 | 0 | 0 | 0 | 28.6501 | 29.1315 | 30.4486 | 31.6724 | 0 | 0 | 0 | 0 | 0 | 453.17 | 1001.878 | 1001.878 | 1001.878 | 0% | 0% | 0% | 0% | 0% | 85% | 85% | 85% | 85% | 0 | 0 | 0 | 0 | 0 | 1429.2982 | 1730.625 | 0 | 0 | 0 | 0 | 0 | 0 | 0 | 606.162 | 551.4305 | 0 | 0 | 666.7781 | 1273.3517 | 1429.2982 | 3475.9155 | Unplanned Build | Potential Build Coal2026
| 43 | SOUT COMBINED CYCLE 2020 | SouthWest Ghana Group | Oil/Gas | Oil/Gas Combined Cycle | 0 | 0 | 0 | 0 | 0 | 0 | 0 | 0 | 30.652 | 0 | 0 | 0 | 0 | 0 | 0 | 0 | 0 | 4227.8651 | 0 | 0 | 0 | 0 | 0 | 0 | 0 | 0 | 15 | 0 | 0 | 0 | 0 | 0 | 0 | 0 | 0 | 3.48 | 0 | 0 | 0 | 0 | 0 | 0 | 0 | 0 | 87.6063 | 0 | 0 | 0 | 0 | 0 | 0 | 0 | 0 | 536.259 | 0% | 0% | 0% | 0% | 0% | 0% | 0% | 0% | 90% | 0 | 0 | 0 | 0 | 0 | 0 | 0 | 0 | 558.2456 | 0 | 0 | 0 | 0 | 0 | 0 | 0 | 0 | 68.5782 | 0 | 0 | 0 | 0 | Unplanned Build | Potential Build Oil/Gas Combined Cycle2020
| 45 | SOUT COMBINED CYCLE 2019 | SouthEast Ghana Group | Oil/Gas | Oil/Gas Combined Cycle | 0 | 0 | 0 | 0 | 0 | 0 | 0 | 40.0915 | 91.2207 | 0 | 0 | 0 | 0 | 0 | 0 | 0 | 5529.8639 | 12582.1605 | 0 | 0 | 0 | 0 | 0 | 0 | 0 | 15 | 15 | 0 | 0 | 0 | 0 | 0 | 0 | 0 | 3.48 | 3.48 | 0 | 0 | 0 | 0 | 0 | 0 | 0 | 78.4024 | 80.9062 | 0 | 0 | 0 | 0 | 0 | 0 | 0 | 701.403 | 1595.912 | 0% | 0% | 0% | 0% | 0% | 0% | 0% | 90% | 90% | 0 | 0 | 0 | 0 | 0 | 0 | 0 | 730.1605 | 931.1839 | 0 | 0 | 0 | 0 | 0 | 0 | 0 | 144.4584 | 114.3922 | 0 | 158.9042 | 0 | 803.1766 | Unplanned Build | Potential Build Oil/Gas Combined Cycle2019
| 52 | NORT HYDRO SMALL 2026 | Northern Ghana Group | Water | Hydro | 0 | 0 | 0 | 0 | 0 | 0 | 0 | 0 | 0 | 0 | 0 | 0 | 0 | 0 | 214.2471 | 214.2471 | 214.2471 | 214.2471 | 0 | 0 | 0 | 0 | 0 | 45 | 45 | 45 | 45 | 0 | 0 | 0 | 0 | 0 | 3 | 3 | 3 | 3 | 0 | 0 | 0 | 0 | 0 | 0 | 0 | 0 | 0 | 0 | 0 | 0 | 0 | 0 | 57.5469 | 57.5469 | 57.5469 | 57.5469 | 0% | 0% | 0% | 0% | 0% | 42.5% | 42.5% | 42.5% | 42.5% | 0 | 0 | 0 | 0 | 0 | 276.2251 | 0 | 0 | 0 | 0 | 0 | 0 | 0 | 0 | 117.1464 | 0 | 0 | 0 | 128.8611 | 128.8611 | 276.2251 | 303.8476 | Unplanned Build | Potential Build Hydro Small2026NORT
| 54 | ASHA INTERRUPTIBLE 2016 | Ashanti Group | Interruptible | Interruptible | 0 | 0 | 0 | 0 | 0 | 0 | 0 | 0 | 0 | 0 | 0 | 0 | 0 | 0 | 0 | 0 | 0 | 0 | 0 | 0 | 0 | 0 | 0 | 0 | 0 | 0 | 0 | 0 | 0 | 0 | 0 | 0 | 0 | 0 | 0 | 0 | 0 | 0 | 0 | 0 | 0 | 0 | 0 | 0 | 0 | 129.301 | 217.102 | 0 | 0 | 0 | 0 | 0 | 0 | 0 | 0% | 0% | 0% | 0% | 0% | 0% | 0% | 0% | 0% | [9 empty] | 0 | 0 | 0 | 0 | 0 | 0 | 0 | 0 | 0 | 0 | 0 | 0 | 0 | Unplanned Build | Potential Build Interruptible2016
| 63 | ASHA SOLAR PV 2020 | Ashanti Group | Sun | Solar PV | 0 | 0 | 0 | 0 | 0 | 0 | 0 | 0 | 0 | 0 | 0 | 0 | 6.3375 | 19.0126 | 19.0126 | 19.0126 | 19.0126 | 19.0126 | 0 | 0 | 0 | 24.8 | 24.8 | 24.8 | 24.8 | 24.8 | 24.8 | 0 | 0 | 0 | 0 | 0 | 0 | 0 | 0 | 0 | 0 | 0 | 0 | 0 | 0 | 0 | 0 | 0 | 0 | 0 | 0 | 0 | 5 | 15 | 15 | 15 | 15 | 15 | 0% | 0% | 0% | 14.47% | 14.47% | 14.47% | 14.47% | 14.47% | 14.47% | 0 | 0 | 0 | 6.2149 | 12.4297 | 0 | 0 | 0 | 0 | 0 | 0 | 0 | 4.2448 | 7.0163 | 0 | 0 | 0 | 0 | 12.3872 | 12.3872 | 18.6446 | 20.509 | Unplanned Build | Potential Build Solar PV2020
| 64 | ASHA SOLAR PV 2026 | Ashanti Group | Sun | Solar PV | 0 | 0 | 0 | 0 | 0 | 0 | 0 | 0 | 0 | 0 | 0 | 0 | 0 | 0 | 12.6751 | 38.0252 | 50.7002 | 50.7002 | 0 | 0 | 0 | 0 | 0 | 24.8 | 24.8 | 24.8 | 24.8 | 0 | 0 | 0 | 0 | 0 | 0 | 0 | 0 | 0 | 0 | 0 | 0 | 0 | 0 | 0 | 0 | 0 | 0 | 0 | 0 | 0 | 0 | 0 | 10 | 30 | 40 | 40 | 0% | 0% | 0% | 0% | 0% | 14.47% | 14.47% | 14.47% | 14.47% | 0 | 0 | 0 | 0 | 0 | 10.2003 | 20.4006 | 10.2003 | 0 | 0 | 0 | 0 | 0 | 0 | 4.3259 | 6.5003 | 2.0181 | 0 | 4.7585 | 14.1287 | 10.2003 | 44.8814 | Unplanned Build | Potential Build Solar PV2026
| 65 | ASHA SOLAR PV 2035 | Ashanti Group | Sun | Solar PV | 0 | 0 | 0 | 0 | 0 | 0 | 0 | 0 | 0 | 0 | 0 | 0 | 0 | 0 | 0 | 0 | 12.6751 | 69.7128 | 0 | 0 | 0 | 0 | 0 | 0 | 0 | 25 | 25 | 0 | 0 | 0 | 0 | 0 | 0 | 0 | 0 | 0 | 0 | 0 | 0 | 0 | 0 | 0 | 0 | 0 | 0 | 0 | 0 | 0 | 0 | 0 | 0 | 0 | 10 | 55 | 0% | 0% | 0% | 0% | 0% | 0% | 0% | 14.47% | 14.47% | 0 | 0 | 0 | 0 | 0 | 0 | 0 | 14.4947 | 65.2261 | 0 | 0 | 0 | 0 | 0 | 0 | 0 | 2.8677 | 8.0128 | 0 | 3.1545 | 0 | 15.9441 | Unplanned Build | Potential Build Solar PV2035
| 66 | SOUT SOLAR PV 2020 | SouthWest Ghana Group | Sun | Solar PV | 0 | 0 | 0 | 0 | 0 | 0 | 0 | 0 | 0 | 0 | 0 | 0 | 0 | 12.6751 | 12.6751 | 12.6751 | 12.6751 | 12.6751 | 0 | 0 | 0 | 0 | 24.8 | 24.8 | 24.8 | 24.8 | 24.8 | 0 | 0 | 0 | 0 | 0 | 0 | 0 | 0 | 0 | 0 | 0 | 0 | 0 | 0 | 0 | 0 | 0 | 0 | 0 | 0 | 0 | 0 | 10 | 10 | 10 | 10 | 10 | 0% | 0% | 0% | 0% | 14.47% | 14.47% | 14.47% | 14.47% | 14.47% | 0 | 0 | 0 | 0 | 12.4297 | 0 | 0 | 0 | 0 | 0 | 0 | 0 | 0 | 7.0163 | 0 | 0 | 0 | 0 | 7.7179 | 7.7179 | 12.4297 | 13.6727 | Unplanned Build | Potential Build Solar PV2020
| 67 | SOUT SOLAR PV 2026 | SouthWest Ghana Group | Sun | Solar PV | 0 | 0 | 0 | 0 | 0 | 0 | 0 | 0 | 0 | 0 | 0 | 0 | 0 | 0 | 12.6751 | 25.3501 | 31.6876 | 31.6876 | 0 | 0 | 0 | 0 | 0 | 24.8 | 24.8 | 24.8 | 24.8 | 0 | 0 | 0 | 0 | 0 | 0 | 0 | 0 | 0 | 0 | 0 | 0 | 0 | 0 | 0 | 0 | 0 | 0 | 0 | 0 | 0 | 0 | 0 | 10 | 20 | 25 | 25 | 0% | 0% | 0% | 0% | 0% | 14.47% | 14.47% | 14.47% | 14.47% | 0 | 0 | 0 | 0 | 0 | 10.2003 | 10.2003 | 5.1002 | 0 | 0 | 0 | 0 | 0 | 0 | 4.3259 | 3.2501 | 1.009 | 0 | 4.7585 | 9.4436 | 10.2003 | 28.0509 | Unplanned Build | Potential Build Solar PV2026
| 68 | SOUT SOLAR PV 2035 | SouthWest Ghana Group | Sun | Solar PV | 0 | 0 | 0 | 0 | 0 | 0 | 0 | 0 | 0 | 0 | 0 | 0 | 0 | 0 | 0 | 0 | 12.6751 | 57.0377 | 0 | 0 | 0 | 0 | 0 | 0 | 0 | 25 | 25 | 0 | 0 | 0 | 0 | 0 | 0 | 0 | 0 | 0 | 0 | 0 | 0 | 0 | 0 | 0 | 0 | 0 | 0 | 0 | 0 | 0 | 0 | 0 | 0 | 0 | 10 | 45 | 0% | 0% | 0% | 0% | 0% | 0% | 0% | 14.47% | 14.47% | 0 | 0 | 0 | 0 | 0 | 0 | 0 | 14.4947 | 50.7314 | 0 | 0 | 0 | 0 | 0 | 0 | 0 | 2.8677 | 6.2321 | 0 | 3.1545 | 0 | 15.9441 | Unplanned Build | Potential Build Solar PV2035
| 69 | NORT SOLAR PV 2018 | Northern Ghana Group | Sun | Solar PV | 0 | 0 | 0 | 0 | 0 | 0 | 0 | 0 | 0 | 0 | 0 | 67.5263 | 67.5263 | 67.5263 | 67.5263 | 67.5263 | 67.5263 | 67.5263 | 0 | 0 | 24.8 | 24.8 | 24.8 | 24.8 | 24.8 | 24.8 | 24.8 | 0 | 0 | 0 | 0 | 0 | 0 | 0 | 0 | 0 | 0 | 0 | 0 | 0 | 0 | 0 | 0 | 0 | 0 | 0 | 0 | 47.1565 | 47.1565 | 47.1565 | 47.1565 | 47.1565 | 47.1565 | 47.1565 | 0% | 0% | 16.35% | 16.35% | 16.35% | 16.35% | 16.35% | 16.35% | 16.35% | 0 | 0 | 58.6155 | 0 | 0 | 0 | 0 | 0 | 0 | 0 | 0 | 44.0387 | 0 | 0 | 0 | 0 | 0 | 0 | 48.4426 | 48.4426 | 58.6155 | 64.4771 | Unplanned Build | Potential Build Solar PV2018
| 70 | NORT SOLAR PV 2020 | Northern Ghana Group | Sun | Solar PV | 0 | 0 | 0 | 0 | 0 | 0 | 0 | 0 | 0 | 0 | 0 | 0 | 71.598 | 214.7941 | 214.7941 | 214.7941 | 214.7941 | 214.7941 | 0 | 0 | 0 | 24.8 | 24.8 | 24.8 | 24.8 | 24.8 | 24.8 | 0 | 0 | 0 | 0 | 0 | 0 | 0 | 0 | 0 | 0 | 0 | 0 | 0 | 0 | 0 | 0 | 0 | 0 | 0 | 0 | 0 | 50 | 150 | 150 | 150 | 150 | 150 | 0% | 0% | 0% | 16.35% | 16.35% | 16.35% | 16.35% | 16.35% | 16.35% | 0 | 0 | 0 | 62.1486 | 124.2972 | 0 | 0 | 0 | 0 | 0 | 0 | 0 | 42.4483 | 70.1625 | 0 | 0 | 0 | 0 | 123.8719 | 123.8719 | 186.4458 | 205.0904 | Unplanned Build | Potential Build Solar PV2020
| 71 | NORT SOLAR PV 2023 | Northern Ghana Group | Sun | Solar PV | 0 | 0 | 0 | 0 | 0 | 0 | 0 | 0 | 0 | 0 | 0 | 0 | 0 | 71.598 | 143.1961 | 143.1961 | 143.1961 | 143.1961 | 0 | 0 | 0 | 0 | 24.8 | 24.8 | 24.8 | 24.8 | 24.8 | 0 | 0 | 0 | 0 | 0 | 0 | 0 | 0 | 0 | 0 | 0 | 0 | 0 | 0 | 0 | 0 | 0 | 0 | 0 | 0 | 0 | 0 | 50 | 100 | 100 | 100 | 100 | 0% | 0% | 0% | 0% | 16.35% | 16.35% | 16.35% | 16.35% | 16.35% | 0 | 0 | 0 | 0 | 58.31 | 58.31 | 0 | 0 | 0 | 0 | 0 | 0 | 0 | 32.9145 | 24.7291 | 0 | 0 | 0 | 63.408 | 63.408 | 116.62 | 128.282 | Unplanned Build | Potential Build Solar PV2023
| 72 | NORT SOLAR PV 2026 | Northern Ghana Group | Sun | Solar PV | 0 | 0 | 0 | 0 | 0 | 0 | 0 | 0 | 0 | 0 | 0 | 0 | 0 | 0 | 71.598 | 214.7941 | 214.7941 | 214.7941 | 0 | 0 | 0 | 0 | 0 | 24.8 | 24.8 | 24.8 | 24.8 | 0 | 0 | 0 | 0 | 0 | 0 | 0 | 0 | 0 | 0 | 0 | 0 | 0 | 0 | 0 | 0 | 0 | 0 | 0 | 0 | 0 | 0 | 0 | 50 | 150 | 150 | 150 | 0% | 0% | 0% | 0% | 0% | 16.35% | 16.35% | 16.35% | 16.35% | 0 | 0 | 0 | 0 | 0 | 51.0016 | 102.0031 | 0 | 0 | 0 | 0 | 0 | 0 | 0 | 21.6296 | 32.5013 | 0 | 0 | 23.7926 | 59.5441 | 51.0016 | 168.3052 | Unplanned Build | Potential Build Solar PV2026
| 73 | NORT SOLAR PV 2030 | Northern Ghana Group | Sun | Solar PV | 0 | 0 | 0 | 0 | 0 | 0 | 0 | 0 | 0 | 0 | 0 | 0 | 0 | 0 | 0 | 35.799 | 178.9951 | 178.9951 | 0 | 0 | 0 | 0 | 0 | 0 | 24.8 | 24.8 | 24.8 | 0 | 0 | 0 | 0 | 0 | 0 | 0 | 0 | 0 | 0 | 0 | 0 | 0 | 0 | 0 | 0 | 0 | 0 | 0 | 0 | 0 | 0 | 0 | 0 | 25 | 125 | 125 | 0% | 0% | 0% | 0% | 0% | 0% | 16.35% | 16.35% | 16.35% | 0 | 0 | 0 | 0 | 0 | 0 | 23.5918 | 94.3672 | 0 | 0 | 0 | 0 | 0 | 0 | 0 | 7.5171 | 18.67 | 0 | 0 | 28.8058 | 0 | 129.7548 | Unplanned Build | Potential Build Solar PV2030
| 74 | NORT SOLAR PV 2035 | Northern Ghana Group | Sun | Solar PV | 0 | 0 | 0 | 0 | 0 | 0 | 0 | 0 | 0 | 0 | 0 | 0 | 0 | 0 | 0 | 0 | 71.598 | 429.5883 | 0 | 0 | 0 | 0 | 0 | 0 | 0 | 24.8 | 24.8 | 0 | 0 | 0 | 0 | 0 | 0 | 0 | 0 | 0 | 0 | 0 | 0 | 0 | 0 | 0 | 0 | 0 | 0 | 0 | 0 | 0 | 0 | 0 | 0 | 0 | 50 | 300 | 0% | 0% | 0% | 0% | 0% | 0% | 0% | 16.35% | 16.35% | 0 | 0 | 0 | 0 | 0 | 0 | 0 | 72.4734 | 362.367 | 0 | 0 | 0 | 0 | 0 | 0 | 0 | 14.3385 | 44.5153 | 0 | 15.7723 | 0 | 79.7207 | Unplanned Build | Potential Build Solar PV2035
| 76 | SOUT SOLAR PV 2020 | SouthEast Ghana Group | Sun | Solar PV | 0 | 0 | 0 | 0 | 0 | 0 | 0 | 0 | 0 | 0 | 0 | 0 | 1.8814 | 65.2567 | 65.2567 | 65.2567 | 65.2567 | 65.2567 | 0 | 0 | 0 | 24.8 | 24.8 | 24.8 | 24.8 | 24.8 | 24.8 | 0 | 0 | 0 | 0 | 0 | 0 | 0 | 0 | 0 | 0 | 0 | 0 | 0 | 0 | 0 | 0 | 0 | 0 | 0 | 0 | 0 | 1.4844 | 51.4843 | 51.4843 | 51.4843 | 51.4843 | 51.4843 | 0% | 0% | 0% | 14.47% | 14.47% | 14.47% | 14.47% | 14.47% | 14.47% | 0 | 0 | 0 | 1.845 | 62.1486 | 0 | 0 | 0 | 0 | 0 | 0 | 0 | 1.2602 | 35.0813 | 0 | 0 | 0 | 0 | 39.9756 | 39.9756 | 63.9936 | 70.393 | Unplanned Build | Potential Build Solar PV2020
| 77 | SOUT SOLAR PV 2026 | SouthEast Ghana Group | Sun | Solar PV | 0 | 0 | 0 | 0 | 0 | 0 | 0 | 0 | 0 | 0 | 0 | 0 | 0 | 0 | 31.6876 | 221.8134 | 285.1886 | 285.1886 | 0 | 0 | 0 | 0 | 0 | 24.8 | 24.8 | 24.8 | 24.8 | 0 | 0 | 0 | 0 | 0 | 0 | 0 | 0 | 0 | 0 | 0 | 0 | 0 | 0 | 0 | 0 | 0 | 0 | 0 | 0 | 0 | 0 | 0 | 25 | 175 | 225 | 225 | 0% | 0% | 0% | 0% | 0% | 14.47% | 14.47% | 14.47% | 14.47% | 0 | 0 | 0 | 0 | 0 | 25.5008 | 153.0047 | 51.0016 | 0 | 0 | 0 | 0 | 0 | 0 | 10.8148 | 48.752 | 10.0904 | 0 | 11.8963 | 76.623 | 25.5008 | 252.4578 | Unplanned Build | Potential Build Solar PV2026
| 78 | SOUT SOLAR PV 2035 | SouthEast Ghana Group | Sun | Solar PV | 0 | 0 | 0 | 0 | 0 | 0 | 0 | 0 | 0 | 0 | 0 | 0 | 0 | 0 | 0 | 0 | 63.3753 | 285.1886 | 0 | 0 | 0 | 0 | 0 | 0 | 0 | 25 | 25 | 0 | 0 | 0 | 0 | 0 | 0 | 0 | 0 | 0 | 0 | 0 | 0 | 0 | 0 | 0 | 0 | 0 | 0 | 0 | 0 | 0 | 0 | 0 | 0 | 0 | 50 | 225 | 0% | 0% | 0% | 0% | 0% | 0% | 0% | 14.47% | 14.47% | 0 | 0 | 0 | 0 | 0 | 0 | 0 | 72.4734 | 253.6569 | 0 | 0 | 0 | 0 | 0 | 0 | 0 | 14.3385 | 31.1607 | 0 | 15.7723 | 0 | 79.7207 | Unplanned Build | Potential Build Solar PV2035
| 80 | SOUT SOLAR PV 2020 | SouthWest Ghana Group | Sun | Solar PV | 0 | 0 | 0 | 0 | 0 | 0 | 0 | 0 | 0 | 0 | 0 | 0 | 0 | 38.0252 | 76.0503 | 76.0503 | 76.0503 | 76.0503 | 0 | 0 | 0 | 0 | 24.8 | 24.8 | 24.8 | 24.8 | 24.8 | 0 | 0 | 0 | 0 | 0 | 0 | 0 | 0 | 0 | 0 | 0 | 0 | 0 | 0 | 0 | 0 | 0 | 0 | 0 | 0 | 0 | 0 | 30 | 60 | 60 | 60 | 60 | 0% | 0% | 0% | 0% | 14.47% | 14.47% | 14.47% | 14.47% | 14.47% | 0 | 0 | 0 | 0 | 37.2892 | 37.2892 | 0 | 0 | 0 | 0 | 0 | 0 | 0 | 21.0488 | 15.8142 | 0 | 0 | 0 | 40.5493 | 40.5493 | 74.5783 | 82.0362 | Unplanned Build | Potential Build Solar PV2020
| 81 | SOUT SOLAR PV 2026 | SouthWest Ghana Group | Sun | Solar PV | 0 | 0 | 0 | 0 | 0 | 0 | 0 | 0 | 0 | 0 | 0 | 0 | 0 | 0 | 25.3501 | 126.7505 | 152.1006 | 152.1006 | 0 | 0 | 0 | 0 | 0 | 24.8 | 24.8 | 24.8 | 24.8 | 0 | 0 | 0 | 0 | 0 | 0 | 0 | 0 | 0 | 0 | 0 | 0 | 0 | 0 | 0 | 0 | 0 | 0 | 0 | 0 | 0 | 0 | 0 | 20 | 100 | 120 | 120 | 0% | 0% | 0% | 0% | 0% | 14.47% | 14.47% | 14.47% | 14.47% | 0 | 0 | 0 | 0 | 0 | 20.4006 | 81.6025 | 20.4006 | 0 | 0 | 0 | 0 | 0 | 0 | 8.6519 | 26.0011 | 4.0362 | 0 | 9.517 | 42.558 | 20.4006 | 134.6442 | Unplanned Build | Potential Build Solar PV2026
| 82 | SOUT SOLAR PV 2035 | SouthWest Ghana Group | Sun | Solar PV | 0 | 0 | 0 | 0 | 0 | 0 | 0 | 0 | 0 | 0 | 0 | 0 | 0 | 0 | 0 | 0 | 12.6751 | 152.1006 | 0 | 0 | 0 | 0 | 0 | 0 | 0 | 25 | 25 | 0 | 0 | 0 | 0 | 0 | 0 | 0 | 0 | 0 | 0 | 0 | 0 | 0 | 0 | 0 | 0 | 0 | 0 | 0 | 0 | 0 | 0 | 0 | 0 | 0 | 10 | 120 | 0% | 0% | 0% | 0% | 0% | 0% | 0% | 14.47% | 14.47% | 0 | 0 | 0 | 0 | 0 | 0 | 0 | 14.4947 | 159.4415 | 0 | 0 | 0 | 0 | 0 | 0 | 0 | 2.8677 | 19.5867 | 0 | 3.1545 | 0 | 15.9441 | Unplanned Build | Potential Build Solar PV2035
| 84 | SOUT SOLAR PV 2026 | SouthEast Ghana Group | Sun | Solar PV | 0 | 0 | 0 | 0 | 0 | 0 | 0 | 0 | 0 | 0 | 0 | 0 | 0 | 0 | 12.6751 | 25.3501 | 38.0252 | 38.0252 | 0 | 0 | 0 | 0 | 0 | 24.8 | 24.8 | 24.8 | 24.8 | 0 | 0 | 0 | 0 | 0 | 0 | 0 | 0 | 0 | 0 | 0 | 0 | 0 | 0 | 0 | 0 | 0 | 0 | 0 | 0 | 0 | 0 | 0 | 10 | 20 | 30 | 30 | 0% | 0% | 0% | 0% | 0% | 14.47% | 14.47% | 14.47% | 14.47% | 0 | 0 | 0 | 0 | 0 | 10.2003 | 10.2003 | 10.2003 | 0 | 0 | 0 | 0 | 0 | 0 | 4.3259 | 3.2501 | 2.0181 | 0 | 4.7585 | 10.5536 | 10.2003 | 33.661 | Unplanned Build | Potential Build Solar PV2026
| 85 | SOUT SOLAR PV 2035 | SouthEast Ghana Group | Sun | Solar PV | 0 | 0 | 0 | 0 | 0 | 0 | 0 | 0 | 0 | 0 | 0 | 0 | 0 | 0 | 0 | 0 | 12.6751 | 38.0252 | 0 | 0 | 0 | 0 | 0 | 0 | 0 | 25 | 25 | 0 | 0 | 0 | 0 | 0 | 0 | 0 | 0 | 0 | 0 | 0 | 0 | 0 | 0 | 0 | 0 | 0 | 0 | 0 | 0 | 0 | 0 | 0 | 0 | 0 | 10 | 30 | 0% | 0% | 0% | 0% | 0% | 0% | 0% | 14.47% | 14.47% | 0 | 0 | 0 | 0 | 0 | 0 | 0 | 14.4947 | 28.9894 | 0 | 0 | 0 | 0 | 0 | 0 | 0 | 2.8677 | 3.5612 | 0 | 3.1545 | 0 | 15.9441 | Unplanned Build | Potential Build Solar PV2035
| 87 | ASHA SOLAR PV WITH STORAGE 2026 | Ashanti Group | Sun + storage | Solar PV + Storage | 0 | 0 | 0 | 0 | 0 | 0 | 0 | 0 | 0 | 0 | 0 | 0 | 0 | 0 | 0 | 12.675 | 12.675 | 12.675 | 0 | 0 | 0 | 0 | 0 | 0 | 28 | 28 | 28 | 0 | 0 | 0 | 0 | 0 | 0 | 0 | 0 | 0 | 0 | 0 | 0 | 0 | 0 | 0 | 0 | 0 | 0 | 0 | 0 | 0 | 0 | 0 | 0 | 10 | 10 | 10 | 0% | 0% | 0% | 0% | 0% | 0% | 14.47% | 14.47% | 14.47% | 0 | 0 | 0 | 0 | 0 | 0 | 15.625 | 0 | 0 | 0 | 0 | 0 | 0 | 0 | 0 | 4.9786 | 0 | 0 | 0 | 5.4765 | 0 | 17.1875 | Unplanned Build | Potential Build Solar PV with storage2026
| 88 | ASHA SOLAR PV WITH STORAGE 2035 | Ashanti Group | Sun + storage | Solar PV + Storage | 0 | 0 | 0 | 0 | 0 | 0 | 0 | 0 | 0 | 0 | 0 | 0 | 0 | 0 | 0 | 0 | 0 | 31.6876 | 0 | 0 | 0 | 0 | 0 | 0 | 0 | 0 | 28 | 0 | 0 | 0 | 0 | 0 | 0 | 0 | 0 | 0 | 0 | 0 | 0 | 0 | 0 | 0 | 0 | 0 | 0 | 0 | 0 | 0 | 0 | 0 | 0 | 0 | 0 | 25 | 0% | 0% | 0% | 0% | 0% | 0% | 0% | 0% | 14.47% | 0 | 0 | 0 | 0 | 0 | 0 | 0 | 0 | 33.75 | 0 | 0 | 0 | 0 | 0 | 0 | 0 | 0 | 4.1461 | 0 | 0 | 0 | 0 | Unplanned Build | Potential Build Solar PV with storage2035
| 90 | SOUT SOLAR PV WITH STORAGE 2026 | SouthWest Ghana Group | Sun + storage | Solar PV + Storage | 0 | 0 | 0 | 0 | 0 | 0 | 0 | 0 | 0 | 0 | 0 | 0 | 0 | 0 | 0 | 6.3375 | 6.3375 | 6.3375 | 0 | 0 | 0 | 0 | 0 | 0 | 28 | 28 | 28 | 0 | 0 | 0 | 0 | 0 | 0 | 0 | 0 | 0 | 0 | 0 | 0 | 0 | 0 | 0 | 0 | 0 | 0 | 0 | 0 | 0 | 0 | 0 | 0 | 5 | 5 | 5 | 0% | 0% | 0% | 0% | 0% | 0% | 14.47% | 14.47% | 14.47% | 0 | 0 | 0 | 0 | 0 | 0 | 7.8125 | 0 | 0 | 0 | 0 | 0 | 0 | 0 | 0 | 2.4893 | 0 | 0 | 0 | 2.7382 | 0 | 8.5938 | Unplanned Build | Potential Build Solar PV with storage2026
| 93 | NORT SOLAR PV WITH STORAGE 2026 | Northern Ghana Group | Sun + storage | Solar PV + Storage | 0 | 0 | 0 | 0 | 0 | 0 | 0 | 0 | 0 | 0 | 0 | 0 | 0 | 0 | 0 | 63.3752 | 63.3752 | 63.3752 | 0 | 0 | 0 | 0 | 0 | 0 | 28 | 28 | 28 | 0 | 0 | 0 | 0 | 0 | 0 | 0 | 0 | 0 | 0 | 0 | 0 | 0 | 0 | 0 | 0 | 0 | 0 | 0 | 0 | 0 | 0 | 0 | 0 | 50 | 50 | 50 | 0% | 0% | 0% | 0% | 0% | 0% | 14.47% | 14.47% | 14.47% | 0 | 0 | 0 | 0 | 0 | 0 | 78.125 | 0 | 0 | 0 | 0 | 0 | 0 | 0 | 0 | 24.893 | 0 | 0 | 0 | 27.3823 | 0 | 85.9375 | Unplanned Build | Potential Build Solar PV with storage2026
| 94 | NORT SOLAR PV WITH STORAGE 2035 | Northern Ghana Group | Sun + storage | Solar PV + Storage | 0 | 0 | 0 | 0 | 0 | 0 | 0 | 0 | 0 | 0 | 0 | 0 | 0 | 0 | 0 | 0 | 0 | 158.4381 | 0 | 0 | 0 | 0 | 0 | 0 | 0 | 0 | 28 | 0 | 0 | 0 | 0 | 0 | 0 | 0 | 0 | 0 | 0 | 0 | 0 | 0 | 0 | 0 | 0 | 0 | 0 | 0 | 0 | 0 | 0 | 0 | 0 | 0 | 0 | 125 | 0% | 0% | 0% | 0% | 0% | 0% | 0% | 0% | 14.47% | 0 | 0 | 0 | 0 | 0 | 0 | 0 | 0 | 168.75 | 0 | 0 | 0 | 0 | 0 | 0 | 0 | 0 | 20.7303 | 0 | 0 | 0 | 0 | Unplanned Build | Potential Build Solar PV with storage2035
| 96 | SOUT SOLAR PV WITH STORAGE 2026 | SouthEast Ghana Group | Sun + storage | Solar PV + Storage | 0 | 0 | 0 | 0 | 0 | 0 | 0 | 0 | 0 | 0 | 0 | 0 | 0 | 0 | 0 | 95.0629 | 95.0629 | 95.0629 | 0 | 0 | 0 | 0 | 0 | 0 | 28 | 28 | 28 | 0 | 0 | 0 | 0 | 0 | 0 | 0 | 0 | 0 | 0 | 0 | 0 | 0 | 0 | 0 | 0 | 0 | 0 | 0 | 0 | 0 | 0 | 0 | 0 | 75 | 75 | 75 | 0% | 0% | 0% | 0% | 0% | 0% | 14.47% | 14.47% | 14.47% | 0 | 0 | 0 | 0 | 0 | 0 | 117.1875 | 0 | 0 | 0 | 0 | 0 | 0 | 0 | 0 | 37.3395 | 0 | 0 | 0 | 41.0735 | 0 | 128.9062 | Unplanned Build | Potential Build Solar PV with storage2026
| 99 | SOUT SOLAR PV WITH STORAGE 2026 | SouthWest Ghana Group | Sun + storage | Solar PV + Storage | 0 | 0 | 0 | 0 | 0 | 0 | 0 | 0 | 0 | 0 | 0 | 0 | 0 | 0 | 0 | 50.7002 | 50.7002 | 50.7002 | 0 | 0 | 0 | 0 | 0 | 0 | 28 | 28 | 28 | 0 | 0 | 0 | 0 | 0 | 0 | 0 | 0 | 0 | 0 | 0 | 0 | 0 | 0 | 0 | 0 | 0 | 0 | 0 | 0 | 0 | 0 | 0 | 0 | 40 | 40 | 40 | 0% | 0% | 0% | 0% | 0% | 0% | 14.47% | 14.47% | 14.47% | 0 | 0 | 0 | 0 | 0 | 0 | 62.5 | 0 | 0 | 0 | 0 | 0 | 0 | 0 | 0 | 19.9144 | 0 | 0 | 0 | 21.9059 | 0 | 68.75 | Unplanned Build | Potential Build Solar PV with storage2026
| 102 | SOUT SOLAR PV WITH STORAGE 2026 | SouthEast Ghana Group | Sun + storage | Solar PV + Storage | 0 | 0 | 0 | 0 | 0 | 0 | 0 | 0 | 0 | 0 | 0 | 0 | 0 | 0 | 0 | 6.3375 | 6.3375 | 6.3375 | 0 | 0 | 0 | 0 | 0 | 0 | 28 | 28 | 28 | 0 | 0 | 0 | 0 | 0 | 0 | 0 | 0 | 0 | 0 | 0 | 0 | 0 | 0 | 0 | 0 | 0 | 0 | 0 | 0 | 0 | 0 | 0 | 0 | 5 | 5 | 5 | 0% | 0% | 0% | 0% | 0% | 0% | 14.47% | 14.47% | 14.47% | 0 | 0 | 0 | 0 | 0 | 0 | 7.8125 | 0 | 0 | 0 | 0 | 0 | 0 | 0 | 0 | 2.4893 | 0 | 0 | 0 | 2.7382 | 0 | 8.5938 | Unplanned Build | Potential Build Solar PV with storage2026
| 104 | SOUT WIND TURBINE 2020 | SouthEast Ghana Group | Wind | Wind | 0 | 0 | 0 | 0 | 0 | 0 | 0 | 0 | 0 | 0 | 0 | 0 | 175.1525 | 350.305 | 525.4575 | 525.4575 | 525.4575 | 525.4575 | 0 | 0 | 0 | 46.71 | 46.71 | 46.71 | 46.71 | 46.71 | 46.71 | 0 | 0 | 0 | 0 | 0 | 0 | 0 | 0 | 0 | 0 | 0 | 0 | 0 | 0 | 0 | 0 | 0 | 0 | 0 | 0 | 0 | 75 | 150 | 225 | 225 | 225 | 225 | 0% | 0% | 0% | 26.66% | 26.66% | 26.66% | 26.66% | 26.66% | 26.66% | 0 | 0 | 0 | 130.7634 | 130.7634 | 130.7634 | 0 | 0 | 0 | 0 | 0 | 0 | 89.3132 | 73.8125 | 55.4564 | 0 | 0 | 0 | 240.4404 | 240.4404 | 392.2902 | 431.5192 | Unplanned Build | Potential Build Wind2020
| 105 | SOUT WIND TURBINE 2026 | SouthEast Ghana Group | Wind | Wind | 0 | 0 | 0 | 0 | 0 | 0 | 0 | 0 | 0 | 0 | 0 | 0 | 0 | 0 | 175.1525 | 408.6892 | 525.4575 | 525.4575 | 0 | 0 | 0 | 0 | 0 | 46.71 | 46.71 | 46.71 | 46.71 | 0 | 0 | 0 | 0 | 0 | 0 | 0 | 0 | 0 | 0 | 0 | 0 | 0 | 0 | 0 | 0 | 0 | 0 | 0 | 0 | 0 | 0 | 0 | 75 | 175 | 225 | 225 | 0% | 0% | 0% | 0% | 0% | 26.66% | 26.66% | 26.66% | 26.66% | 0 | 0 | 0 | 0 | 0 | 81.4226 | 108.5635 | 54.2818 | 0 | 0 | 0 | 0 | 0 | 0 | 34.5311 | 34.5917 | 10.7394 | 0 | 37.9843 | 87.8484 | 81.4226 | 268.6947 | Unplanned Build | Potential Build Wind2026
| 106 | SOUT WIND TURBINE 2035 | SouthEast Ghana Group | Wind | Wind | 0 | 0 | 0 | 0 | 0 | 0 | 0 | 0 | 0 | 0 | 0 | 0 | 0 | 0 | 0 | 0 | 233.5367 | 233.5367 | 0 | 0 | 0 | 0 | 0 | 0 | 0 | 47 | 47 | 0 | 0 | 0 | 0 | 0 | 0 | 0 | 0 | 0 | 0 | 0 | 0 | 0 | 0 | 0 | 0 | 0 | 0 | 0 | 0 | 0 | 0 | 0 | 0 | 0 | 100 | 100 | 0% | 0% | 0% | 0% | 0% | 0% | 0% | 26.66% | 26.66% | 0 | 0 | 0 | 0 | 0 | 0 | 0 | 151.4787 | 0 | 0 | 0 | 0 | 0 | 0 | 0 | 0 | 29.9693 | 0 | 0 | 32.9662 | 0 | 166.6266 | Unplanned Build | Potential Build Wind2035
[6 empty] | 0 | 0 | 0 | 0 | 0 | 0 | 0 |  |  | 0 | 0 | 0 | 0 | 0 | 0 | 0 |  |  | 0 | 0 | 0 | 0 | 0 | 0 | 0 |  |  | 0 | 0 | 0 | 0 | 0 | 0 | 0 |  |  | 0 | 0 | 0 | 0 | 0 | 0 | 0 |  |  | 0 | 0 | 0 | 0 | 0 | 0 | 0 |  |  | 0 | 0 | 0 | 0 | 0 | 0 | 0 |  |  | #VALUE! | #VALUE! | #VALUE! | #VALUE! | #VALUE! | #VALUE! | #VALUE! |  |  | #VALUE! | #VALUE! | #VALUE! | #VALUE! | #VALUE! | #VALUE! | #VALUE!

## LowRECapCost
Back to Contents | [77 empty] | 90.91% | 82.64% | 75.13% | 68.3% | 56.45% | 42.41% | 31.86% | 19.78% | 12.28% | Cap Cost NPV |  | Cap Cost -- no NPV
|  | Plant Name |  |  |  | FUEL CONSUMPTION | [8 empty] | GENERATION | [8 empty] | FOM (USD/kW-yr | [8 empty] | VOM (USD/MWh) | [8 empty] | Fuel Cost (USD/MWh) | [8 empty] | Available Capacity | [8 empty] | Capacity Factors | [8 empty] | Total Capital Cost | [8 empty] | Total Capital Cost (NPV) | [8 empty] | 1197.3006 | 2241.2007 | 2352.7676 | 6321.4146 | Unplanned? | Plant Name
| UnitID |  | Model Region | Fuel Type | Capacity Type | 2017 | 2018 | 2019 | 2020 | 2023 | 2026 | 2030 | 2035 | 2040 | 2017 | 2018 | 2019 | 2020 | 2023 | 2026 | 2030 | 2035 | 2040 | 2017 | 2018 | 2019 | 2020 | 2023 | 2026 | 2030 | 2035 | 2040 | 2017 | 2018 | 2019 | 2020 | 2023 | 2026 | 2030 | 2035 | 2040 | 2017 | 2018 | 2019 | 2020 | 2023 | 2026 | 2030 | 2035 | 2040 | 2017 | 2018 | 2019 | 2020 | 2023 | 2026 | 2030 | 2035 | 2040 | 2017 | 2018 | 2019 | 2020 | 2023 | 2026 | 2030 | 2035 | 2040 | 2017 | 2018 | 2019 | 2020 | 2023 | 2026 | 2030 | 2035 | 2040 | 2017 | 2018 | 2019 | 2020 | 2023 | 2026 | 2030 | 2035 | 2040 | 10-year | 20-year | 10-year | 20-year
| 1 | CENIT | SouthEast Ghana Group | Oil | Oil Combustion | 0 | 0 | 0 | 0 | 0 | 0 | 0 | 0 | 0 | 0 | 0 | 0 | 0 | 0 | 0 | 0 | 0 | 0 | 11.83 | 11.83 | 11.83 | 11.83 | 11.83 | 11.83 | 11.83 | 0 | 0 | 0 | 0 | 0 | 0 | 0 | 0 | 0 | 0 | 0 | 0 | 0 | 0 | 0 | 0 | 0 | 0 | 0 | 0 | 100 | 100 | 100 | 100 | 100 | 100 | 100 | 0 | 0 | 0% | 0% | 0% | 0% | 0% | 0% | 0% | 0% | 0% | [9 empty] | 0 | 0 | 0 | 0 | 0 | 0 | 0 | 0 | 0 | 0 | 0 | 0 | 0 | Existing & Under Const. Plant
| 2 | Trojan 2B | SouthEast Ghana Group | Oil | Oil Combustion | 0.26958 | 0 | 0 | 0 | 0 | 0 | 0 | 0 | 0 | 31.941 | 0 | 0 | 0 | 0 | 0 | 0 | 0 | 0 | 34 | 34 | 34 | 34 | 0 | 0 | 0 | 0 | 0 | 5.5 | 0 | 0 | 0 | 0 | 0 | 0 | 0 | 0 | 97.9957 | 0 | 0 | 0 | 0 | 0 | 0 | 0 | 0 | 16.25 | 16.25 | 16.25 | 16.25 | 0 | 0 | 0 | 0 | 0 | 22.44% | 0% | 0% | 0% | 0% | 0% | 0% | 0% | 0% | [9 empty] | 0 | 0 | 0 | 0 | 0 | 0 | 0 | 0 | 0 | 0 | 0 | 0 | 0 | Existing & Under Const. Plant
| 3 | Trojan 2A | Ashanti Group | Oil | Oil Combustion | 0.26958 | 0 | 0 | 0 | 0 | 0 | 0 | 0 | 0 | 31.941 | 0 | 0 | 0 | 0 | 0 | 0 | 0 | 0 | 34 | 34 | 34 | 34 | 0 | 0 | 0 | 0 | 0 | 5.5 | 0 | 0 | 0 | 0 | 0 | 0 | 0 | 0 | 108.8196 | 0 | 0 | 0 | 0 | 0 | 0 | 0 | 0 | 16.25 | 16.25 | 16.25 | 16.25 | 0 | 0 | 0 | 0 | 0 | 22.44% | 0% | 0% | 0% | 0% | 0% | 0% | 0% | 0% | [9 empty] | 0 | 0 | 0 | 0 | 0 | 0 | 0 | 0 | 0 | 0 | 0 | 0 | 0 | Existing & Under Const. Plant
| 4 | GP Tarkwa Plant | SouthWest Ghana Group | Oil | Oil Combustion | 0 | 0 | 0 | 0 | 0 | 0 | 0 | 0 | 0 | 0 | 0 | 0 | 0 | 0 | 0 | 0 | 0 | 0 | 17.5 | 17.5 | 17.5 | 17.5 | 17.5 | 17.5 | 17.5 | 17.5 | 17.5 | 0 | 0 | 0 | 0 | 0 | 0 | 0 | 0 | 0 | 0 | 0 | 0 | 0 | 0 | 0 | 0 | 0 | 0 | 33 | 33 | 33 | 33 | 33 | 33 | 33 | 33 | 33 | 0% | 0% | 0% | 0% | 0% | 0% | 0% | 0% | 0% | [9 empty] | 0 | 0 | 0 | 0 | 0 | 0 | 0 | 0 | 0 | 0 | 0 | 0 | 0 | Existing & Under Const. Plant
| 5 | GP Chirano Plant | SouthWest Ghana Group | Oil | Oil Combustion | 0 | 0 | 0 | 0 | 0 | 0 | 0 | 0 | 0 | 0 | 0 | 0 | 0 | 0 | 0 | 0 | 0 | 0 | 17.5 | 17.5 | 17.5 | 17.5 | 17.5 | 17.5 | 17.5 | 17.5 | 17.5 | 0 | 0 | 0 | 0 | 0 | 0 | 0 | 0 | 0 | 0 | 0 | 0 | 0 | 0 | 0 | 0 | 0 | 0 | 30 | 30 | 30 | 30 | 30 | 30 | 30 | 30 | 30 | 0% | 0% | 0% | 0% | 0% | 0% | 0% | 0% | 0% | [9 empty] | 0 | 0 | 0 | 0 | 0 | 0 | 0 | 0 | 0 | 0 | 0 | 0 | 0 | Existing & Under Const. Plant
| 6 | GP Darmang Plant | SouthWest Ghana Group | Oil | Oil Combustion | 0 | 0 | 0 | 0 | 0 | 0 | 0 | 0 | 0 | 0 | 0 | 0 | 0 | 0 | 0 | 0 | 0 | 0 | 17.5 | 17.5 | 17.5 | 17.5 | 17.5 | 17.5 | 17.5 | 17.5 | 17.5 | 0 | 0 | 0 | 0 | 0 | 0 | 0 | 0 | 0 | 0 | 0 | 0 | 0 | 0 | 0 | 0 | 0 | 0 | 25.5 | 25.5 | 25.5 | 25.5 | 25.5 | 25.5 | 25.5 | 25.5 | 25.5 | 0% | 0% | 0% | 0% | 0% | 0% | 0% | 0% | 0% | [9 empty] | 0 | 0 | 0 | 0 | 0 | 0 | 0 | 0 | 0 | 0 | 0 | 0 | 0 | Existing & Under Const. Plant
| 7 | SAPP 2 | SouthEast Ghana Group | Oil/Gas | Oil/Gas Combined Cycle | 9.6772 | 22.9399 | 12.2699 | 7.7484 | 23.5117 | 23.5117 | 23.5117 | 23.5117 | 23.5117 | 1240.6699 | 2941.0075 | 1573.0645 | 993.3858 | 3014.3157 | 3014.316 | 3014.316 | 3014.316 | 3014.316 | 16 | 16 | 16 | 16 | 16 | 16 | 16 | 16 | 16 | 3.5 | 3.5 | 3.5 | 3.5 | 3.5 | 3.5 | 3.5 | 3.5 | 3.5 | 70.9165 | 62.6517 | 64.8913 | 64.7653 | 72.5963 | 69.3536 | 69.3561 | 80.4959 | 86.7641 | 370 | 370 | 370 | 370 | 370 | 370 | 370 | 370 | 370 | 38.28% | 90.74% | 48.53% | 30.65% | 93% | 93% | 93% | 93% | 93% | [9 empty] | 0 | 0 | 0 | 0 | 0 | 0 | 0 | 0 | 0 | 0 | 0 | 0 | 0 | Existing & Under Const. Plant
| 8 | Cenpower | SouthEast Ghana Group | Oil/Gas | Oil/Gas Combined Cycle | 0 | 0.10559 | 1.5967 | 0 | 21.6884 | 21.6884 | 21.6884 | 21.6884 | 20.6443 | 0 | 13.4857 | 203.923 | 0 | 2769.912 | 2769.912 | 2769.912 | 2769.912 | 2636.5689 | 0 | 16 | 16 | 16 | 16 | 16 | 16 | 16 | 16 | 0 | 3.5 | 3.5 | 0 | 3.5 | 3.5 | 3.5 | 3.5 | 3.5 | 0 | 64.045 | 65.1409 | 0 | 65.5343 | 68.0056 | 74.4376 | 82.1663 | 86.5387 | 0 | 340 | 340 | 340 | 340 | 340 | 340 | 340 | 340 | 0% | 0.4528% | 6.847% | 0% | 93% | 93% | 93% | 93% | 88.52% | [9 empty] | 0 | 0 | 0 | 0 | 0 | 0 | 0 | 0 | 0 | 0 | 0 | 0 | 0 | Existing & Under Const. Plant
| 9 | KarpowerShip 1 | SouthEast Ghana Group | Oil/Gas | Oil/Gas Combined Cycle | 14.837 | 0 | 0 | 0 | 0 | 0 | 0 | 0 | 0 | 1942.0128 | 0 | 0 | 0 | 0 | 0 | 0 | 0 | 0 | 177.828 | 0 | 0 | 0 | 0 | 0 | 0 | 0 | 0 | 3.5 | 0 | 0 | 0 | 0 | 0 | 0 | 0 | 0 | 67.7182 | 0 | 0 | 0 | 0 | 0 | 0 | 0 | 0 | 247 | 0 | 0 | 0 | 0 | 0 | 0 | 0 | 0 | 89.75% | 0% | 0% | 0% | 0% | 0% | 0% | 0% | 0% | [9 empty] | 0 | 0 | 0 | 0 | 0 | 0 | 0 | 0 | 0 | 0 | 0 | 0 | 0 | Existing & Under Const. Plant
| 10 | AKSA | SouthEast Ghana Group | Oil/Gas | Oil/Gas Combined Cycle | 10.1595 | 0 | 9.1475 | 0 | 13.7173 | 3.3181 | 1.1868 | 4.0386 | 12.4423 | 1195.236 | 0 | 1076.1727 | 0 | 1613.8052 | 390.3667 | 139.6291 | 475.1315 | 1463.8053 | 16 | 16 | 16 | 16 | 16 | 16 | 16 | 16 | 16 | 3.5 | 0 | 3.5 | 0 | 3.5 | 3.5 | 3.5 | 3.5 | 3.5 | 75.3409 | 0 | 70.7149 | 0 | 78.8834 | 72.3092 | 69.069 | 88.5609 | 96.2574 | 250 | 375 | 375 | 375 | 375 | 375 | 375 | 375 | 375 | 54.58% | 0% | 32.76% | 0% | 49.13% | 11.88% | 4.251% | 14.46% | 44.56% | [9 empty] | 0 | 0 | 0 | 0 | 0 | 0 | 0 | 0 | 0 | 0 | 0 | 0 | 0 | Existing & Under Const. Plant
| 11 | TAPCO (T1) | SouthWest Ghana Group | Oil/Gas | Oil/Gas Combined Cycle | 11.645 | 17.1872 | 0 | 17.1872 | 17.1872 | 17.1872 | 16.984 | 16.5942 | 0.7953 | 1496.2071 | 2208.3 | 0 | 2208.3001 | 2208.3 | 2208.2998 | 2182.1859 | 2132.1103 | 102.1847 | 18.7 | 18.7 | 18.7 | 18.7 | 18.7 | 18.7 | 18.7 | 18.7 | 18.7 | 5 | 5 | 0 | 5 | 5 | 5 | 5 | 5 | 5 | 59.0539 | 62.3154 | 0 | 64.6242 | 61.2801 | 62.3592 | 63.0192 | 62.5775 | 61.5635 | 305 | 305 | 305 | 305 | 305 | 305 | 305 | 305 | 305 | 56% | 82.65% | 0% | 82.65% | 82.65% | 82.65% | 81.67% | 79.8% | 3.825% | [9 empty] | 0 | 0 | 0 | 0 | 0 | 0 | 0 | 0 | 0 | 0 | 0 | 0 | 0 | Existing & Under Const. Plant
| 12 | TICO (T2) | SouthWest Ghana Group | Oil/Gas | Oil/Gas Combined Cycle | 17.7346 | 17.7346 | 9.5854 | 17.7346 | 17.7346 | 17.7346 | 17.7346 | 17.7346 | 5.3441 | 2382.7199 | 2382.72 | 1287.8384 | 2382.72 | 2382.72 | 2382.7199 | 2382.72 | 2382.72 | 718.0044 | 30.94 | 30.94 | 30.94 | 30.94 | 30.94 | 30.94 | 30.94 | 30.94 | 30.94 | 4.9 | 4.9 | 4.9 | 4.9 | 4.9 | 4.9 | 4.9 | 4.9 | 4.9 | 55.1051 | 59.5931 | 61.9213 | 61.8011 | 58.603 | 59.635 | 60.2662 | 59.8438 | 58.8741 | 320 | 320 | 320 | 320 | 320 | 320 | 320 | 320 | 320 | 85% | 85% | 45.94% | 85% | 85% | 85% | 85% | 85% | 25.61% | [9 empty] | 0 | 0 | 0 | 0 | 0 | 0 | 0 | 0 | 0 | 0 | 0 | 0 | 0 | Existing & Under Const. Plant
| 13 | Amandi | SouthWest Ghana Group | Oil/Gas | Oil/Gas Combined Cycle | 0 | 0 | 8.0946 | 0 | 12.0103 | 10.6665 | 7.9721 | 8.4135 | 0.17727 | 0 | 0 | 987.1488 | 0 | 1464.6719 | 1300.7981 | 972.2043 | 1026.0377 | 21.6181 | 0 | 0 | 30.94 | 30.94 | 30.94 | 30.94 | 30.94 | 30.94 | 30.94 | 0 | 0 | 4.9 | 0 | 4.9 | 4.9 | 4.9 | 4.9 | 4.9 | 0 | 0 | 68.2191 | 0 | 64.5633 | 65.7003 | 66.3957 | 65.9303 | 64.862 | 0 | 0 | 190 | 190 | 190 | 190 | 190 | 190 | 190 | 0% | 0% | 59.31% | 0% | 88% | 78.15% | 58.41% | 61.65% | 1.299% | [9 empty] | 0 | 0 | 0 | 0 | 0 | 0 | 0 | 0 | 0 | 0 | 0 | 0 | 0 | Existing & Under Const. Plant
| 14 | KarpowerShip 2 | SouthWest Ghana Group | Oil/Gas | Oil/Gas Combined Cycle | 0 | 24.5592 | 31.8841 | 30.5313 | 0 | 0 | 0 | 0 | 0 | 0 | 2884.5636 | 3744.9 | 3586.0079 | 0 | 0 | 0 | 0 | 0 | 0 | 177.828 | 177.828 | 177.828 | 177.828 | 0 | 0 | 0 | 0 | 0 | 3.5 | 3.5 | 3.5 | 0 | 0 | 0 | 0 | 0 | 0 | 68.1682 | 70.8314 | 70.6939 | 0 | 0 | 0 | 0 | 0 | 0 | 450 | 450 | 450 | 450 | 0 | 0 | 0 | 0 | 0% | 73.18% | 95% | 90.97% | 0% | 0% | 0% | 0% | 0% | [9 empty] | 0 | 0 | 0 | 0 | 0 | 0 | 0 | 0 | 0 | 0 | 0 | 0 | 0 | Existing & Under Const. Plant
| 15 | Early Power | SouthEast Ghana Group | Oil/Gas | Oil/Gas Combustion | 0 | 0 | 7.6188 | 23.0656 | 23.0656 | 23.0656 | 23.0656 | 23.0656 | 23.0656 | 0 | 0 | 1015.836 | 3075.417 | 3075.417 | 3075.417 | 3075.4174 | 3075.417 | 3075.417 | 0 | 0 | 16 | 16 | 16 | 16 | 16 | 16 | 16 | 0 | 0 | 3.5 | 3.5 | 3.5 | 3.5 | 3.5 | 3.5 | 3.5 | 0 | 0 | 62.3955 | 62.2744 | 61.913 | 73.2647 | 67.2575 | 80.2031 | 85.3772 | 0 | 0 | 377.5 | 377.5 | 377.5 | 377.5 | 377.5 | 377.5 | 377.5 | 0% | 0% | 30.72% | 93% | 93% | 93% | 93% | 93% | 93% | [9 empty] | 0 | 0 | 0 | 0 | 0 | 0 | 0 | 0 | 0 | 0 | 0 | 0 | 0 | Existing & Under Const. Plant
| 16 | TT1PP | SouthEast Ghana Group | Oil/Gas | Oil/Gas Combustion | 0 | 0 | 0 | 0 | 0 | 0 | 0 | 0 | 0 | 0 | 0 | 0 | 0 | 0 | 0 | 0 | 0 | 0 | 14.3 | 14.3 | 14.3 | 14.3 | 14.3 | 14.3 | 14.3 | 14.3 | 14.3 | 0 | 0 | 0 | 0 | 0 | 0 | 0 | 0 | 0 | 0 | 0 | 0 | 0 | 0 | 0 | 0 | 0 | 0 | 100 | 100 | 100 | 100 | 100 | 100 | 100 | 100 | 100 | 0% | 0% | 0% | 0% | 0% | 0% | 0% | 0% | 0% | [9 empty] | 0 | 0 | 0 | 0 | 0 | 0 | 0 | 0 | 0 | 0 | 0 | 0 | 0 | Existing & Under Const. Plant
| 17 | KTPP | SouthEast Ghana Group | Oil/Gas | Oil/Gas Combustion | 0.31622 | 0 | 1.2613 | 0 | 0 | 0 | 0 | 0 | 0 | 29.0114 | 0 | 115.7177 | 0 | 0 | 0 | 0 | 0 | 0 | 12.3 | 12.3 | 12.3 | 12.3 | 12.3 | 12.3 | 12.3 | 12.3 | 12.3 | 3.5 | 0 | 3.5 | 0 | 0 | 0 | 0 | 0 | 0 | 126.5585 | 0 | 90.6815 | 0 | 0 | 0 | 0 | 0 | 0 | 200 | 200 | 200 | 200 | 200 | 200 | 200 | 200 | 200 | 1.656% | 0% | 6.605% | 0% | 0% | 0% | 0% | 0% | 0% | [9 empty] | 0 | 0 | 0 | 0 | 0 | 0 | 0 | 0 | 0 | 0 | 0 | 0 | 0 | Existing & Under Const. Plant
| 18 | Trojan 1 | SouthEast Ghana Group | Oil/Gas | Oil/Gas Combustion | 0.41408 | 0 | 0 | 0 | 0 | 0 | 0 | 0 | 0 | 49.0614 | 0 | 0 | 0 | 0 | 0 | 0 | 0 | 0 | 34 | 34 | 34 | 34 | 0 | 0 | 0 | 0 | 0 | 5.5 | 0 | 0 | 0 | 0 | 0 | 0 | 0 | 0 | 97.9957 | 0 | 0 | 0 | 0 | 0 | 0 | 0 | 0 | 24.96 | 24.96 | 24.96 | 24.96 | 0 | 0 | 0 | 0 | 0 | 22.44% | 0% | 0% | 0% | 0% | 0% | 0% | 0% | 0% | [9 empty] | 0 | 0 | 0 | 0 | 0 | 0 | 0 | 0 | 0 | 0 | 0 | 0 | 0 | Existing & Under Const. Plant
| 19 | MRP | SouthEast Ghana Group | Oil/Gas | Oil/Gas Combustion | 0 | 0 | 0 | 0 | 0 | 0 | 0 | 0 | 0 | 0 | 0 | 0 | 0 | 0 | 0 | 0 | 0 | 0 | 12.5737 | 12.5737 | 12.5737 | 12.5737 | 12.5737 | 12.5737 | 12.5737 | 12.5737 | 12.5737 | 0 | 0 | 0 | 0 | 0 | 0 | 0 | 0 | 0 | 0 | 0 | 0 | 0 | 0 | 0 | 0 | 0 | 0 | 70 | 70 | 70 | 70 | 70 | 70 | 70 | 70 | 70 | 0% | 0% | 0% | 0% | 0% | 0% | 0% | 0% | 0% | [9 empty] | 0 | 0 | 0 | 0 | 0 | 0 | 0 | 0 | 0 | 0 | 0 | 0 | 0 | Existing & Under Const. Plant
| 20 | Safisana | SouthEast Ghana Group | Biogas | Biogas | 0.010052 | 0.010052 | 0.010052 | 0 | 0.010052 | 0.010052 | 0.010052 | 0.010052 | 0.010052 | 0.7446 | 0.7446 | 0.7446 | 0 | 0.7446 | 0.7446 | 0.7446 | 0.7446 | 0.7446 | 35 | 35 | 35 | 35 | 35 | 35 | 35 | 35 | 35 | 4.2 | 4.2 | 4.2 | 0 | 4.2 | 4.2 | 4.2 | 4.2 | 4.2 | 40.5 | 40.5 | 40.5 | 0 | 40.5 | 40.5 | 40.5 | 40.5 | 40.5 | 0.1 | 0.1 | 0.1 | 0.1 | 0.1 | 0.1 | 0.1 | 0.1 | 0.1 | 85% | 85% | 85% | 0% | 85% | 85% | 85% | 85% | 85% | [9 empty] | 0 | 0 | 0 | 0 | 0 | 0 | 0 | 0 | 0 | 0 | 0 | 0 | 0 | Existing & Under Const. Plant
| 21 | TT2PP | SouthEast Ghana Group | Gas | Gas Combustion Turbine | 0.5098 | 0 | 0 | 0 | 0 | 0 | 0 | 0.0072037 | 0.00090551 | 52.4484 | 0 | 0 | 0 | 0 | 0 | 0 | 0.74113 | 0.09316 | 12.1007 | 12.1007 | 12.1007 | 12.1007 | 12.1007 | 12.1007 | 12.1007 | 12.1007 | 12.1007 | 4.5 | 0 | 0 | 0 | 0 | 0 | 0 | 4.5 | 4.5 | 79.8984 | 0 | 0 | 0 | 0 | 0 | 0 | 78.1515 | 110.6489 | 45 | 45 | 45 | 45 | 45 | 45 | 45 | 45 | 45 | 13.31% | 0% | 0% | 0% | 0% | 0% | 0% | 0.188% | 0.02363% | [9 empty] | 0 | 0 | 0 | 0 | 0 | 0 | 0 | 0 | 0 | 0 | 0 | 0 | 0 | Existing & Under Const. Plant
| 22 | SAPP 1 | SouthEast Ghana Group | Gas | Gas Combustion Turbine | 3.0298 | 0 | 0 | 0 | 0 | 0 | 0 | 0.1386 | 0.045935 | 324.7329 | 0 | 0 | 0 | 0 | 0 | 0 | 14.8548 | 4.9234 | 11.83 | 11.83 | 11.83 | 11.83 | 11.83 | 11.83 | 11.83 | 11.83 | 11.83 | 4.5 | 0 | 0 | 0 | 0 | 0 | 0 | 4.5 | 4.5 | 76.6926 | 0 | 0 | 0 | 0 | 0 | 0 | 92.2286 | 106.2092 | 180 | 180 | 180 | 180 | 180 | 180 | 180 | 180 | 180 | 20.59% | 0% | 0% | 0% | 0% | 0% | 0% | 0.9421% | 0.3122% | [9 empty] | 0 | 0 | 0 | 0 | 0 | 0 | 0 | 0 | 0 | 0 | 0 | 0 | 0 | Existing & Under Const. Plant
| 23 | Trojan 3 | SouthEast Ghana Group | Gas | Gas Combustion Turbine | 0 | 0 | 0 | 0 | 0 | 0 | 0 | 0 | 0 | 0 | 0 | 0 | 0 | 0 | 0 | 0 | 0 | 0 | 0 | 34 | 34 | 34 | 0 | 0 | 0 | 0 | 0 | 0 | 0 | 0 | 0 | 0 | 0 | 0 | 0 | 0 | 0 | 0 | 0 | 0 | 0 | 0 | 0 | 0 | 0 | 0 | 49.92 | 49.92 | 49.92 | 0 | 0 | 0 | 0 | 0 | 0% | 0% | 0% | 0% | 0% | 0% | 0% | 0% | 0% | [9 empty] | 0 | 0 | 0 | 0 | 0 | 0 | 0 | 0 | 0 | 0 | 0 | 0 | 0 | Existing & Under Const. Plant
| 24 | Ameri_2016 | SouthWest Ghana Group | Gas | Gas Combustion Turbine | 0.42075 | 0 | 18.427 | 0 | 0 | 0 | 0 | 0 | 0 | 41.4044 | 0 | 1813.32 | 0 | 0 | 0 | 0 | 0 | 0 | 14.54 | 14.54 | 14.54 | 14.54 | 0 | 0 | 0 | 0 | 0 | 5 | 0 | 5 | 0 | 0 | 0 | 0 | 0 | 0 | 74.9854 | 0 | 84.5417 | 0 | 0 | 0 | 0 | 0 | 0 | 230 | 230 | 230 | 230 | 0 | 0 | 0 | 0 | 0 | 2.055% | 0% | 90% | 0% | 0% | 0% | 0% | 0% | 0% | [9 empty] | 0 | 0 | 0 | 0 | 0 | 0 | 0 | 0 | 0 | 0 | 0 | 0 | 0 | Existing & Under Const. Plant
| 25 | Ameri_2021 | SouthWest Ghana Group | Gas | Gas Combustion Turbine | 0 | 0 | 0 | 0 | 0 | 0 | 0 | 0.0018786 | 0 | 0 | 0 | 0 | 0 | 0 | 0 | 0 | 0.18487 | 0 | 0 | 0 | 0 | 0 | 14.54 | 14.54 | 14.54 | 14.54 | 14.54 | 0 | 0 | 0 | 0 | 0 | 0 | 0 | 4.17 | 0 | 0 | 0 | 0 | 0 | 0 | 0 | 0 | 81.7053 | 0 | 0 | 0 | 0 | 0 | 230 | 230 | 230 | 230 | 230 | 0% | 0% | 0% | 0% | 0% | 0% | 0% | 0.009175% | 0% | [9 empty] | 0 | 0 | 0 | 0 | 0 | 0 | 0 | 0 | 0 | 0 | 0 | 0 | 0 | Existing & Under Const. Plant
| 26 | Bui | Northern Ghana Group | Water | Hydro | 0 | 0 | 0 | 0 | 0 | 0 | 0 | 0 | 0 | 669.5866 | 669.5866 | 669.5865 | 669.5866 | 669.5866 | 669.5862 | 669.5865 | 669.5864 | 669.5865 | 27.74 | 27.74 | 27.74 | 27.74 | 27.74 | 27.74 | 27.74 | 27.74 | 27.74 | 1.63 | 1.63 | 1.63 | 1.63 | 1.63 | 1.63 | 1.63 | 1.63 | 1.63 | 0 | 0 | 0 | 0 | 0 | 0 | 0 | 0 | 0 | 330 | 330 | 330 | 330 | 330 | 330 | 330 | 330 | 330 | 23.16% | 23.16% | 23.16% | 23.16% | 23.16% | 23.16% | 23.16% | 23.16% | 23.16% | [9 empty] | 0 | 0 | 0 | 0 | 0 | 0 | 0 | 0 | 0 | 0 | 0 | 0 | 0 | Existing & Under Const. Plant
| 27 | Akosombo | SouthEast Ghana Group | Water | Hydro | 0 | 0 | 0 | 0 | 0 | 0 | 0 | 0 | 0 | 3681.6894 | 3681.6889 | 4016.3897 | 4016.3881 | 4434.7627 | 4434.7606 | 4434.7616 | 4434.7622 | 4434.7613 | 9.16 | 9.16 | 9.16 | 9.16 | 9.16 | 9.16 | 9.16 | 9.16 | 9.16 | 0.98 | 0.98 | 0.98 | 0.98 | 0.98 | 0.98 | 0.98 | 0.98 | 0.98 | 0 | 0 | 0 | 0 | 0 | 0 | 0 | 0 | 0 | 900 | 900 | 900 | 900 | 900 | 900 | 900 | 900 | 900 | 46.7% | 46.7% | 50.94% | 50.94% | 56.25% | 56.25% | 56.25% | 56.25% | 56.25% | [9 empty] | 0 | 0 | 0 | 0 | 0 | 0 | 0 | 0 | 0 | 0 | 0 | 0 | 0 | Existing & Under Const. Plant
| 28 | Kpong | SouthEast Ghana Group | Water | Hydro | 0 | 0 | 0 | 0 | 0 | 0 | 0 | 0 | 0 | 722.7073 | 722.7074 | 788.4082 | 788.4082 | 870.534 | 870.5339 | 870.5339 | 870.5339 | 870.5339 | 9.16 | 9.16 | 9.16 | 9.16 | 9.16 | 9.16 | 9.16 | 9.16 | 9.16 | 0.98 | 0.98 | 0.98 | 0.98 | 0.98 | 0.98 | 0.98 | 0.98 | 0.98 | 0 | 0 | 0 | 0 | 0 | 0 | 0 | 0 | 0 | 140 | 140 | 140 | 140 | 140 | 140 | 140 | 140 | 140 | 58.93% | 58.93% | 64.29% | 64.29% | 70.98% | 70.98% | 70.98% | 70.98% | 70.98% | [9 empty] | 0 | 0 | 0 | 0 | 0 | 0 | 0 | 0 | 0 | 0 | 0 | 0 | 0 | Existing & Under Const. Plant
| 29 | Cote d'Ivoire Dummy | Cote d'Ivoire | Water | Hydro | 0 | 0 | 0 | 0 | 0 | 0 | 0 | 0 | 0 | 814.68 | 814.68 | 10 | 743.2759 | 814.6799 | 814.68 | 814.68 | 814.6802 | 814.6797 | 0 | 0 | 0 | 0 | 0 | 0 | 0 | 0 | 0 | 10 | 10 | 10 | 10 | 10 | 10 | 10 | 10 | 10 | 0 | 0 | 0 | 0 | 0 | 0 | 0 | 0 | 0 | 150 | 150 | 150 | 150 | 150 | 150 | 150 | 150 | 150 | 62% | 62% | 0.761% | 56.57% | 62% | 62% | 62% | 62% | 62% | [9 empty] | 0 | 0 | 0 | 0 | 0 | 0 | 0 | 0 | 0 | 0 | 0 | 0 | 0 | Existing & Under Const. Plant
| 30 | Burkina Dummy | Burkina Group | Water | Hydro | 0 | 0 | 0 | 0 | 0 | 0 | 0 | 0 | 0 | 0.438 | 0.438 | 0.438 | 0.438 | 4.818 | 4.818 | 4.818 | 4.818 | 4.818 | 0 | 0 | 0 | 0 | 0 | 0 | 0 | 0 | 0 | 10 | 10 | 10 | 10 | 10 | 10 | 10 | 10 | 10 | 0 | 0 | 0 | 0 | 0 | 0 | 0 | 0 | 0 | 10 | 10 | 10 | 10 | 110 | 110 | 110 | 110 | 110 | 0.5% | 0.5% | 0.5% | 0.5% | 0.5% | 0.5% | 0.5% | 0.5% | 0.5% | [9 empty] | 0 | 0 | 0 | 0 | 0 | 0 | 0 | 0 | 0 | 0 | 0 | 0 | 0 | Existing & Under Const. Plant
| 31 | VRA Solar | Northern Ghana Group | Sun | Solar PV | 0 | 0 | 0 | 0 | 0 | 0 | 0 | 0 | 0 | 2.7132 | 2.7132 | 2.7132 | 2.7132 | 2.7132 | 2.7132 | 2.7132 | 2.7132 | 2.7132 | 0 | 0 | 0 | 0 | 0 | 0 | 0 | 0 | 0 | 0 | 0 | 0 | 0 | 0 | 0 | 0 | 0 | 0 | 0 | 0 | 0 | 0 | 0 | 0 | 0 | 0 | 0 | 1.8 | 1.8 | 1.8 | 1.8 | 1.8 | 1.8 | 1.8 | 1.8 | 1.8 | 17.21% | 17.21% | 17.21% | 17.21% | 17.21% | 17.21% | 17.21% | 17.21% | 17.21% | [9 empty] | 0 | 0 | 0 | 0 | 0 | 0 | 0 | 0 | 0 | 0 | 0 | 0 | 0 | Existing & Under Const. Plant
| 32 | BXC Solar | SouthEast Ghana Group | Sun | Solar PV | 0 | 0 | 0 | 0 | 0 | 0 | 0 | 0 | 0 | 24.0159 | 24.0159 | 24.0159 | 24.0159 | 24.0159 | 24.0159 | 24.0159 | 24.0159 | 0 | 0 | 0 | 0 | 0 | 0 | 0 | 0 | 0 | 0 | 0 | 0 | 0 | 0 | 0 | 0 | 0 | 0 | 0 | 0 | 0 | 0 | 0 | 0 | 0 | 0 | 0 | 0 | 18 | 18 | 18 | 18 | 18 | 18 | 18 | 18 | 0 | 15.23% | 15.23% | 15.23% | 15.23% | 15.23% | 15.23% | 15.23% | 15.23% | 0% | [9 empty] | 0 | 0 | 0 | 0 | 0 | 0 | 0 | 0 | 0 | 0 | 0 | 0 | 0 | Existing & Under Const. Plant
| 41 | SOUT COAL STEAM TURBINE 2026 | SouthWest Ghana Group | Coal | Coal Steam Turbine | 0 | 0 | 0 | 0 | 0 | 29.6939 | 65.6478 | 65.6478 | 65.6478 | 0 | 0 | 0 | 0 | 0 | 3374.3053 | 7459.981 | 7459.981 | 7459.981 | 0 | 0 | 0 | 0 | 0 | 65 | 65 | 65 | 65 | 0 | 0 | 0 | 0 | 0 | 6.034 | 6.034 | 6.034 | 6.034 | 0 | 0 | 0 | 0 | 0 | 28.6501 | 29.1315 | 30.4486 | 31.6724 | 0 | 0 | 0 | 0 | 0 | 453.17 | 1001.878 | 1001.878 | 1001.878 | 0% | 0% | 0% | 0% | 0% | 85% | 85% | 85% | 85% | 0 | 0 | 0 | 0 | 0 | 1429.2982 | 1730.625 | 0 | 0 | 0 | 0 | 0 | 0 | 0 | 606.162 | 551.4305 | 0 | 0 | 666.7781 | 1273.3517 | 1429.2982 | 3475.9155 | Unplanned Build | Potential Build Coal2026
| 43 | SOUT COMBINED CYCLE 2020 | SouthWest Ghana Group | Oil/Gas | Oil/Gas Combined Cycle | 0 | 0 | 0 | 0 | 0 | 0 | 0 | 0 | 30.652 | 0 | 0 | 0 | 0 | 0 | 0 | 0 | 0 | 4227.8651 | 0 | 0 | 0 | 0 | 0 | 0 | 0 | 0 | 15 | 0 | 0 | 0 | 0 | 0 | 0 | 0 | 0 | 3.48 | 0 | 0 | 0 | 0 | 0 | 0 | 0 | 0 | 87.6063 | 0 | 0 | 0 | 0 | 0 | 0 | 0 | 0 | 536.259 | 0% | 0% | 0% | 0% | 0% | 0% | 0% | 0% | 90% | 0 | 0 | 0 | 0 | 0 | 0 | 0 | 0 | 558.2456 | 0 | 0 | 0 | 0 | 0 | 0 | 0 | 0 | 68.5782 | 0 | 0 | 0 | 0 | Unplanned Build | Potential Build Oil/Gas Combined Cycle2020
| 45 | SOUT COMBINED CYCLE 2019 | SouthEast Ghana Group | Oil/Gas | Oil/Gas Combined Cycle | 0 | 0 | 0 | 0 | 0 | 0 | 0 | 40.0915 | 91.2207 | 0 | 0 | 0 | 0 | 0 | 0 | 0 | 5529.8639 | 12582.1605 | 0 | 0 | 0 | 0 | 0 | 0 | 0 | 15 | 15 | 0 | 0 | 0 | 0 | 0 | 0 | 0 | 3.48 | 3.48 | 0 | 0 | 0 | 0 | 0 | 0 | 0 | 78.4024 | 80.9062 | 0 | 0 | 0 | 0 | 0 | 0 | 0 | 701.403 | 1595.912 | 0% | 0% | 0% | 0% | 0% | 0% | 0% | 90% | 90% | 0 | 0 | 0 | 0 | 0 | 0 | 0 | 730.1605 | 931.1839 | 0 | 0 | 0 | 0 | 0 | 0 | 0 | 144.4584 | 114.3922 | 0 | 158.9042 | 0 | 803.1766 | Unplanned Build | Potential Build Oil/Gas Combined Cycle2019
| 52 | NORT HYDRO SMALL 2026 | Northern Ghana Group | Water | Hydro | 0 | 0 | 0 | 0 | 0 | 0 | 0 | 0 | 0 | 0 | 0 | 0 | 0 | 0 | 214.2471 | 214.2471 | 214.2471 | 214.2471 | 0 | 0 | 0 | 0 | 0 | 45 | 45 | 45 | 45 | 0 | 0 | 0 | 0 | 0 | 3 | 3 | 3 | 3 | 0 | 0 | 0 | 0 | 0 | 0 | 0 | 0 | 0 | 0 | 0 | 0 | 0 | 0 | 57.5469 | 57.5469 | 57.5469 | 57.5469 | 0% | 0% | 0% | 0% | 0% | 42.5% | 42.5% | 42.5% | 42.5% | 0 | 0 | 0 | 0 | 0 | 184.1501 | 0 | 0 | 0 | 0 | 0 | 0 | 0 | 0 | 78.0976 | 0 | 0 | 0 | 85.9074 | 85.9074 | 184.1501 | 202.5651 | Unplanned Build | Potential Build Hydro Small2026NORT
| 54 | ASHA INTERRUPTIBLE 2016 | Ashanti Group | Interruptible | Interruptible | 0 | 0 | 0 | 0 | 0 | 0 | 0 | 0 | 0 | 0 | 0 | 0 | 0 | 0 | 0 | 0 | 0 | 0 | 0 | 0 | 0 | 0 | 0 | 0 | 0 | 0 | 0 | 0 | 0 | 0 | 0 | 0 | 0 | 0 | 0 | 0 | 0 | 0 | 0 | 0 | 0 | 0 | 0 | 0 | 0 | 129.301 | 217.102 | 0 | 0 | 0 | 0 | 0 | 0 | 0 | 0% | 0% | 0% | 0% | 0% | 0% | 0% | 0% | 0% | [9 empty] | 0 | 0 | 0 | 0 | 0 | 0 | 0 | 0 | 0 | 0 | 0 | 0 | 0 | Unplanned Build | Potential Build Interruptible2016
| 63 | ASHA SOLAR PV 2020 | Ashanti Group | Sun | Solar PV | 0 | 0 | 0 | 0 | 0 | 0 | 0 | 0 | 0 | 0 | 0 | 0 | 6.3375 | 19.0126 | 19.0126 | 19.0126 | 19.0126 | 19.0126 | 0 | 0 | 0 | 24.8 | 24.8 | 24.8 | 24.8 | 24.8 | 24.8 | 0 | 0 | 0 | 0 | 0 | 0 | 0 | 0 | 0 | 0 | 0 | 0 | 0 | 0 | 0 | 0 | 0 | 0 | 0 | 0 | 0 | 5 | 15 | 15 | 15 | 15 | 15 | 0% | 0% | 0% | 14.47% | 14.47% | 14.47% | 14.47% | 14.47% | 14.47% | 0 | 0 | 0 | 4.5135 | 9.027 | 0 | 0 | 0 | 0 | 0 | 0 | 0 | 3.0828 | 5.0955 | 0 | 0 | 0 | 0 | 8.9961 | 8.9961 | 13.5405 | 14.8945 | Unplanned Build | Potential Build Solar PV2020
| 64 | ASHA SOLAR PV 2026 | Ashanti Group | Sun | Solar PV | 0 | 0 | 0 | 0 | 0 | 0 | 0 | 0 | 0 | 0 | 0 | 0 | 0 | 0 | 12.6751 | 38.0252 | 50.7002 | 50.7002 | 0 | 0 | 0 | 0 | 0 | 24.8 | 24.8 | 24.8 | 24.8 | 0 | 0 | 0 | 0 | 0 | 0 | 0 | 0 | 0 | 0 | 0 | 0 | 0 | 0 | 0 | 0 | 0 | 0 | 0 | 0 | 0 | 0 | 0 | 10 | 30 | 40 | 40 | 0% | 0% | 0% | 0% | 0% | 14.47% | 14.47% | 14.47% | 14.47% | 0 | 0 | 0 | 0 | 0 | 7.407 | 14.814 | 7.407 | 0 | 0 | 0 | 0 | 0 | 0 | 3.1413 | 4.7202 | 1.4654 | 0 | 3.4554 | 10.2596 | 7.407 | 32.5909 | Unplanned Build | Potential Build Solar PV2026
| 65 | ASHA SOLAR PV 2035 | Ashanti Group | Sun | Solar PV | 0 | 0 | 0 | 0 | 0 | 0 | 0 | 0 | 0 | 0 | 0 | 0 | 0 | 0 | 0 | 0 | 12.6751 | 69.7128 | 0 | 0 | 0 | 0 | 0 | 0 | 0 | 25 | 25 | 0 | 0 | 0 | 0 | 0 | 0 | 0 | 0 | 0 | 0 | 0 | 0 | 0 | 0 | 0 | 0 | 0 | 0 | 0 | 0 | 0 | 0 | 0 | 0 | 0 | 10 | 55 | 0% | 0% | 0% | 0% | 0% | 0% | 0% | 14.47% | 14.47% | 0 | 0 | 0 | 0 | 0 | 0 | 0 | 8.6378 | 38.8703 | 0 | 0 | 0 | 0 | 0 | 0 | 0 | 1.709 | 4.7751 | 0 | 1.8798 | 0 | 9.5016 | Unplanned Build | Potential Build Solar PV2035
| 66 | SOUT SOLAR PV 2020 | SouthWest Ghana Group | Sun | Solar PV | 0 | 0 | 0 | 0 | 0 | 0 | 0 | 0 | 0 | 0 | 0 | 0 | 0 | 12.6751 | 12.6751 | 12.6751 | 12.6751 | 12.6751 | 0 | 0 | 0 | 0 | 24.8 | 24.8 | 24.8 | 24.8 | 24.8 | 0 | 0 | 0 | 0 | 0 | 0 | 0 | 0 | 0 | 0 | 0 | 0 | 0 | 0 | 0 | 0 | 0 | 0 | 0 | 0 | 0 | 0 | 10 | 10 | 10 | 10 | 10 | 0% | 0% | 0% | 0% | 14.47% | 14.47% | 14.47% | 14.47% | 14.47% | 0 | 0 | 0 | 0 | 9.027 | 0 | 0 | 0 | 0 | 0 | 0 | 0 | 0 | 5.0955 | 0 | 0 | 0 | 0 | 5.6051 | 5.6051 | 9.027 | 9.9297 | Unplanned Build | Potential Build Solar PV2020
| 67 | SOUT SOLAR PV 2026 | SouthWest Ghana Group | Sun | Solar PV | 0 | 0 | 0 | 0 | 0 | 0 | 0 | 0 | 0 | 0 | 0 | 0 | 0 | 0 | 12.6751 | 25.3501 | 31.6876 | 31.6876 | 0 | 0 | 0 | 0 | 0 | 24.8 | 24.8 | 24.8 | 24.8 | 0 | 0 | 0 | 0 | 0 | 0 | 0 | 0 | 0 | 0 | 0 | 0 | 0 | 0 | 0 | 0 | 0 | 0 | 0 | 0 | 0 | 0 | 0 | 10 | 20 | 25 | 25 | 0% | 0% | 0% | 0% | 0% | 14.47% | 14.47% | 14.47% | 14.47% | 0 | 0 | 0 | 0 | 0 | 7.407 | 7.407 | 3.7035 | 0 | 0 | 0 | 0 | 0 | 0 | 3.1413 | 2.3601 | 0.73272 | 0 | 3.4554 | 6.8575 | 7.407 | 20.3693 | Unplanned Build | Potential Build Solar PV2026
| 68 | SOUT SOLAR PV 2035 | SouthWest Ghana Group | Sun | Solar PV | 0 | 0 | 0 | 0 | 0 | 0 | 0 | 0 | 0 | 0 | 0 | 0 | 0 | 0 | 0 | 0 | 12.6751 | 57.0377 | 0 | 0 | 0 | 0 | 0 | 0 | 0 | 25 | 25 | 0 | 0 | 0 | 0 | 0 | 0 | 0 | 0 | 0 | 0 | 0 | 0 | 0 | 0 | 0 | 0 | 0 | 0 | 0 | 0 | 0 | 0 | 0 | 0 | 0 | 10 | 45 | 0% | 0% | 0% | 0% | 0% | 0% | 0% | 14.47% | 14.47% | 0 | 0 | 0 | 0 | 0 | 0 | 0 | 8.6378 | 30.2324 | 0 | 0 | 0 | 0 | 0 | 0 | 0 | 1.709 | 3.7139 | 0 | 1.8798 | 0 | 9.5016 | Unplanned Build | Potential Build Solar PV2035
| 69 | NORT SOLAR PV 2018 | Northern Ghana Group | Sun | Solar PV | 0 | 0 | 0 | 0 | 0 | 0 | 0 | 0 | 0 | 0 | 0 | 67.5263 | 67.5263 | 67.5263 | 67.5263 | 67.5263 | 67.5263 | 67.5263 | 0 | 0 | 24.8 | 24.8 | 24.8 | 24.8 | 24.8 | 24.8 | 24.8 | 0 | 0 | 0 | 0 | 0 | 0 | 0 | 0 | 0 | 0 | 0 | 0 | 0 | 0 | 0 | 0 | 0 | 0 | 0 | 0 | 47.1565 | 47.1565 | 47.1565 | 47.1565 | 47.1565 | 47.1565 | 47.1565 | 0% | 0% | 16.35% | 16.35% | 16.35% | 16.35% | 16.35% | 16.35% | 16.35% | 0 | 0 | 58.6155 | 0 | 0 | 0 | 0 | 0 | 0 | 0 | 0 | 44.0387 | 0 | 0 | 0 | 0 | 0 | 0 | 48.4426 | 48.4426 | 58.6155 | 64.4771 | Unplanned Build | Potential Build Solar PV2018
| 70 | NORT SOLAR PV 2020 | Northern Ghana Group | Sun | Solar PV | 0 | 0 | 0 | 0 | 0 | 0 | 0 | 0 | 0 | 0 | 0 | 0 | 71.598 | 214.7941 | 214.7941 | 214.7941 | 214.7941 | 214.7941 | 0 | 0 | 0 | 24.8 | 24.8 | 24.8 | 24.8 | 24.8 | 24.8 | 0 | 0 | 0 | 0 | 0 | 0 | 0 | 0 | 0 | 0 | 0 | 0 | 0 | 0 | 0 | 0 | 0 | 0 | 0 | 0 | 0 | 50 | 150 | 150 | 150 | 150 | 150 | 0% | 0% | 0% | 16.35% | 16.35% | 16.35% | 16.35% | 16.35% | 16.35% | 0 | 0 | 0 | 45.135 | 90.27 | 0 | 0 | 0 | 0 | 0 | 0 | 0 | 30.8278 | 50.9551 | 0 | 0 | 0 | 0 | 89.9612 | 89.9612 | 135.405 | 148.9455 | Unplanned Build | Potential Build Solar PV2020
| 71 | NORT SOLAR PV 2023 | Northern Ghana Group | Sun | Solar PV | 0 | 0 | 0 | 0 | 0 | 0 | 0 | 0 | 0 | 0 | 0 | 0 | 0 | 71.598 | 143.1961 | 143.1961 | 143.1961 | 143.1961 | 0 | 0 | 0 | 0 | 24.8 | 24.8 | 24.8 | 24.8 | 24.8 | 0 | 0 | 0 | 0 | 0 | 0 | 0 | 0 | 0 | 0 | 0 | 0 | 0 | 0 | 0 | 0 | 0 | 0 | 0 | 0 | 0 | 0 | 50 | 100 | 100 | 100 | 100 | 0% | 0% | 0% | 0% | 16.35% | 16.35% | 16.35% | 16.35% | 16.35% | 0 | 0 | 0 | 0 | 42.3473 | 42.3473 | 0 | 0 | 0 | 0 | 0 | 0 | 0 | 23.9039 | 17.9594 | 0 | 0 | 0 | 46.0496 | 46.0496 | 84.6945 | 93.164 | Unplanned Build | Potential Build Solar PV2023
| 72 | NORT SOLAR PV 2026 | Northern Ghana Group | Sun | Solar PV | 0 | 0 | 0 | 0 | 0 | 0 | 0 | 0 | 0 | 0 | 0 | 0 | 0 | 0 | 71.598 | 214.7941 | 214.7941 | 214.7941 | 0 | 0 | 0 | 0 | 0 | 24.8 | 24.8 | 24.8 | 24.8 | 0 | 0 | 0 | 0 | 0 | 0 | 0 | 0 | 0 | 0 | 0 | 0 | 0 | 0 | 0 | 0 | 0 | 0 | 0 | 0 | 0 | 0 | 0 | 50 | 150 | 150 | 150 | 0% | 0% | 0% | 0% | 0% | 16.35% | 16.35% | 16.35% | 16.35% | 0 | 0 | 0 | 0 | 0 | 37.0351 | 74.0702 | 0 | 0 | 0 | 0 | 0 | 0 | 0 | 15.7065 | 23.601 | 0 | 0 | 17.2771 | 43.2383 | 37.0351 | 122.2158 | Unplanned Build | Potential Build Solar PV2026
| 73 | NORT SOLAR PV 2030 | Northern Ghana Group | Sun | Solar PV | 0 | 0 | 0 | 0 | 0 | 0 | 0 | 0 | 0 | 0 | 0 | 0 | 0 | 0 | 0 | 35.799 | 178.9951 | 178.9951 | 0 | 0 | 0 | 0 | 0 | 0 | 24.8 | 24.8 | 24.8 | 0 | 0 | 0 | 0 | 0 | 0 | 0 | 0 | 0 | 0 | 0 | 0 | 0 | 0 | 0 | 0 | 0 | 0 | 0 | 0 | 0 | 0 | 0 | 0 | 25 | 125 | 125 | 0% | 0% | 0% | 0% | 0% | 0% | 16.35% | 16.35% | 16.35% | 0 | 0 | 0 | 0 | 0 | 0 | 17.1313 | 68.5253 | 0 | 0 | 0 | 0 | 0 | 0 | 0 | 5.4586 | 13.5574 | 0 | 0 | 20.9175 | 0 | 94.2223 | Unplanned Build | Potential Build Solar PV2030
| 74 | NORT SOLAR PV 2035 | Northern Ghana Group | Sun | Solar PV | 0 | 0 | 0 | 0 | 0 | 0 | 0 | 0 | 0 | 0 | 0 | 0 | 0 | 0 | 0 | 0 | 71.598 | 429.5883 | 0 | 0 | 0 | 0 | 0 | 0 | 0 | 24.8 | 24.8 | 0 | 0 | 0 | 0 | 0 | 0 | 0 | 0 | 0 | 0 | 0 | 0 | 0 | 0 | 0 | 0 | 0 | 0 | 0 | 0 | 0 | 0 | 0 | 0 | 0 | 50 | 300 | 0% | 0% | 0% | 0% | 0% | 0% | 0% | 16.35% | 16.35% | 0 | 0 | 0 | 0 | 0 | 0 | 0 | 43.1892 | 215.946 | 0 | 0 | 0 | 0 | 0 | 0 | 0 | 8.5448 | 26.5281 | 0 | 9.3992 | 0 | 47.5081 | Unplanned Build | Potential Build Solar PV2035
| 76 | SOUT SOLAR PV 2020 | SouthEast Ghana Group | Sun | Solar PV | 0 | 0 | 0 | 0 | 0 | 0 | 0 | 0 | 0 | 0 | 0 | 0 | 1.8814 | 65.2567 | 65.2567 | 65.2567 | 65.2567 | 65.2567 | 0 | 0 | 0 | 24.8 | 24.8 | 24.8 | 24.8 | 24.8 | 24.8 | 0 | 0 | 0 | 0 | 0 | 0 | 0 | 0 | 0 | 0 | 0 | 0 | 0 | 0 | 0 | 0 | 0 | 0 | 0 | 0 | 0 | 1.4844 | 51.4843 | 51.4843 | 51.4843 | 51.4843 | 51.4843 | 0% | 0% | 0% | 14.47% | 14.47% | 14.47% | 14.47% | 14.47% | 14.47% | 0 | 0 | 0 | 1.3399 | 45.135 | 0 | 0 | 0 | 0 | 0 | 0 | 0 | 0.91519 | 25.4775 | 0 | 0 | 0 | 0 | 29.032 | 29.032 | 46.4749 | 51.1224 | Unplanned Build | Potential Build Solar PV2020
| 77 | SOUT SOLAR PV 2026 | SouthEast Ghana Group | Sun | Solar PV | 0 | 0 | 0 | 0 | 0 | 0 | 0 | 0 | 0 | 0 | 0 | 0 | 0 | 0 | 31.6876 | 221.8134 | 285.1886 | 285.1886 | 0 | 0 | 0 | 0 | 0 | 24.8 | 24.8 | 24.8 | 24.8 | 0 | 0 | 0 | 0 | 0 | 0 | 0 | 0 | 0 | 0 | 0 | 0 | 0 | 0 | 0 | 0 | 0 | 0 | 0 | 0 | 0 | 0 | 0 | 25 | 175 | 225 | 225 | 0% | 0% | 0% | 0% | 0% | 14.47% | 14.47% | 14.47% | 14.47% | 0 | 0 | 0 | 0 | 0 | 18.5175 | 111.1053 | 37.0351 | 0 | 0 | 0 | 0 | 0 | 0 | 7.8532 | 35.4016 | 7.3272 | 0 | 8.6386 | 55.6402 | 18.5175 | 183.3237 | Unplanned Build | Potential Build Solar PV2026
| 78 | SOUT SOLAR PV 2035 | SouthEast Ghana Group | Sun | Solar PV | 0 | 0 | 0 | 0 | 0 | 0 | 0 | 0 | 0 | 0 | 0 | 0 | 0 | 0 | 0 | 0 | 63.3753 | 285.1886 | 0 | 0 | 0 | 0 | 0 | 0 | 0 | 25 | 25 | 0 | 0 | 0 | 0 | 0 | 0 | 0 | 0 | 0 | 0 | 0 | 0 | 0 | 0 | 0 | 0 | 0 | 0 | 0 | 0 | 0 | 0 | 0 | 0 | 0 | 50 | 225 | 0% | 0% | 0% | 0% | 0% | 0% | 0% | 14.47% | 14.47% | 0 | 0 | 0 | 0 | 0 | 0 | 0 | 43.1892 | 151.1622 | 0 | 0 | 0 | 0 | 0 | 0 | 0 | 8.5448 | 18.5697 | 0 | 9.3992 | 0 | 47.5081 | Unplanned Build | Potential Build Solar PV2035
| 80 | SOUT SOLAR PV 2020 | SouthWest Ghana Group | Sun | Solar PV | 0 | 0 | 0 | 0 | 0 | 0 | 0 | 0 | 0 | 0 | 0 | 0 | 0 | 38.0252 | 76.0503 | 76.0503 | 76.0503 | 76.0503 | 0 | 0 | 0 | 0 | 24.8 | 24.8 | 24.8 | 24.8 | 24.8 | 0 | 0 | 0 | 0 | 0 | 0 | 0 | 0 | 0 | 0 | 0 | 0 | 0 | 0 | 0 | 0 | 0 | 0 | 0 | 0 | 0 | 0 | 30 | 60 | 60 | 60 | 60 | 0% | 0% | 0% | 0% | 14.47% | 14.47% | 14.47% | 14.47% | 14.47% | 0 | 0 | 0 | 0 | 27.081 | 27.081 | 0 | 0 | 0 | 0 | 0 | 0 | 0 | 15.2865 | 11.485 | 0 | 0 | 0 | 29.4487 | 29.4487 | 54.162 | 59.5782 | Unplanned Build | Potential Build Solar PV2020
| 81 | SOUT SOLAR PV 2026 | SouthWest Ghana Group | Sun | Solar PV | 0 | 0 | 0 | 0 | 0 | 0 | 0 | 0 | 0 | 0 | 0 | 0 | 0 | 0 | 25.3501 | 126.7505 | 152.1006 | 152.1006 | 0 | 0 | 0 | 0 | 0 | 24.8 | 24.8 | 24.8 | 24.8 | 0 | 0 | 0 | 0 | 0 | 0 | 0 | 0 | 0 | 0 | 0 | 0 | 0 | 0 | 0 | 0 | 0 | 0 | 0 | 0 | 0 | 0 | 0 | 20 | 100 | 120 | 120 | 0% | 0% | 0% | 0% | 0% | 14.47% | 14.47% | 14.47% | 14.47% | 0 | 0 | 0 | 0 | 0 | 14.814 | 59.2562 | 14.814 | 0 | 0 | 0 | 0 | 0 | 0 | 6.2826 | 18.8808 | 2.9309 | 0 | 6.9109 | 30.9037 | 14.814 | 97.7727 | Unplanned Build | Potential Build Solar PV2026
| 82 | SOUT SOLAR PV 2035 | SouthWest Ghana Group | Sun | Solar PV | 0 | 0 | 0 | 0 | 0 | 0 | 0 | 0 | 0 | 0 | 0 | 0 | 0 | 0 | 0 | 0 | 12.6751 | 152.1006 | 0 | 0 | 0 | 0 | 0 | 0 | 0 | 25 | 25 | 0 | 0 | 0 | 0 | 0 | 0 | 0 | 0 | 0 | 0 | 0 | 0 | 0 | 0 | 0 | 0 | 0 | 0 | 0 | 0 | 0 | 0 | 0 | 0 | 0 | 10 | 120 | 0% | 0% | 0% | 0% | 0% | 0% | 0% | 14.47% | 14.47% | 0 | 0 | 0 | 0 | 0 | 0 | 0 | 8.6378 | 95.0162 | 0 | 0 | 0 | 0 | 0 | 0 | 0 | 1.709 | 11.6724 | 0 | 1.8798 | 0 | 9.5016 | Unplanned Build | Potential Build Solar PV2035
| 84 | SOUT SOLAR PV 2026 | SouthEast Ghana Group | Sun | Solar PV | 0 | 0 | 0 | 0 | 0 | 0 | 0 | 0 | 0 | 0 | 0 | 0 | 0 | 0 | 12.6751 | 25.3501 | 38.0252 | 38.0252 | 0 | 0 | 0 | 0 | 0 | 24.8 | 24.8 | 24.8 | 24.8 | 0 | 0 | 0 | 0 | 0 | 0 | 0 | 0 | 0 | 0 | 0 | 0 | 0 | 0 | 0 | 0 | 0 | 0 | 0 | 0 | 0 | 0 | 0 | 10 | 20 | 30 | 30 | 0% | 0% | 0% | 0% | 0% | 14.47% | 14.47% | 14.47% | 14.47% | 0 | 0 | 0 | 0 | 0 | 7.407 | 7.407 | 7.407 | 0 | 0 | 0 | 0 | 0 | 0 | 3.1413 | 2.3601 | 1.4654 | 0 | 3.4554 | 7.6635 | 7.407 | 24.4432 | Unplanned Build | Potential Build Solar PV2026
| 85 | SOUT SOLAR PV 2035 | SouthEast Ghana Group | Sun | Solar PV | 0 | 0 | 0 | 0 | 0 | 0 | 0 | 0 | 0 | 0 | 0 | 0 | 0 | 0 | 0 | 0 | 12.6751 | 38.0252 | 0 | 0 | 0 | 0 | 0 | 0 | 0 | 25 | 25 | 0 | 0 | 0 | 0 | 0 | 0 | 0 | 0 | 0 | 0 | 0 | 0 | 0 | 0 | 0 | 0 | 0 | 0 | 0 | 0 | 0 | 0 | 0 | 0 | 0 | 10 | 30 | 0% | 0% | 0% | 0% | 0% | 0% | 0% | 14.47% | 14.47% | 0 | 0 | 0 | 0 | 0 | 0 | 0 | 8.6378 | 17.2757 | 0 | 0 | 0 | 0 | 0 | 0 | 0 | 1.709 | 2.1222 | 0 | 1.8798 | 0 | 9.5016 | Unplanned Build | Potential Build Solar PV2035
| 87 | ASHA SOLAR PV WITH STORAGE 2026 | Ashanti Group | Sun + storage | Solar PV + Storage | 0 | 0 | 0 | 0 | 0 | 0 | 0 | 0 | 0 | 0 | 0 | 0 | 0 | 0 | 0 | 12.675 | 12.675 | 12.675 | 0 | 0 | 0 | 0 | 0 | 0 | 28 | 28 | 28 | 0 | 0 | 0 | 0 | 0 | 0 | 0 | 0 | 0 | 0 | 0 | 0 | 0 | 0 | 0 | 0 | 0 | 0 | 0 | 0 | 0 | 0 | 0 | 0 | 10 | 10 | 10 | 0% | 0% | 0% | 0% | 0% | 0% | 14.47% | 14.47% | 14.47% | 0 | 0 | 0 | 0 | 0 | 0 | 11.875 | 0 | 0 | 0 | 0 | 0 | 0 | 0 | 0 | 3.7837 | 0 | 0 | 0 | 4.1621 | 0 | 13.0625 | Unplanned Build | Potential Build Solar PV with storage2026
| 88 | ASHA SOLAR PV WITH STORAGE 2035 | Ashanti Group | Sun + storage | Solar PV + Storage | 0 | 0 | 0 | 0 | 0 | 0 | 0 | 0 | 0 | 0 | 0 | 0 | 0 | 0 | 0 | 0 | 0 | 31.6876 | 0 | 0 | 0 | 0 | 0 | 0 | 0 | 0 | 28 | 0 | 0 | 0 | 0 | 0 | 0 | 0 | 0 | 0 | 0 | 0 | 0 | 0 | 0 | 0 | 0 | 0 | 0 | 0 | 0 | 0 | 0 | 0 | 0 | 0 | 0 | 25 | 0% | 0% | 0% | 0% | 0% | 0% | 0% | 0% | 14.47% | 0 | 0 | 0 | 0 | 0 | 0 | 0 | 0 | 25.65 | 0 | 0 | 0 | 0 | 0 | 0 | 0 | 0 | 3.151 | 0 | 0 | 0 | 0 | Unplanned Build | Potential Build Solar PV with storage2035
| 90 | SOUT SOLAR PV WITH STORAGE 2026 | SouthWest Ghana Group | Sun + storage | Solar PV + Storage | 0 | 0 | 0 | 0 | 0 | 0 | 0 | 0 | 0 | 0 | 0 | 0 | 0 | 0 | 0 | 6.3375 | 6.3375 | 6.3375 | 0 | 0 | 0 | 0 | 0 | 0 | 28 | 28 | 28 | 0 | 0 | 0 | 0 | 0 | 0 | 0 | 0 | 0 | 0 | 0 | 0 | 0 | 0 | 0 | 0 | 0 | 0 | 0 | 0 | 0 | 0 | 0 | 0 | 5 | 5 | 5 | 0% | 0% | 0% | 0% | 0% | 0% | 14.47% | 14.47% | 14.47% | 0 | 0 | 0 | 0 | 0 | 0 | 5.9375 | 0 | 0 | 0 | 0 | 0 | 0 | 0 | 0 | 1.8919 | 0 | 0 | 0 | 2.0811 | 0 | 6.5312 | Unplanned Build | Potential Build Solar PV with storage2026
| 93 | NORT SOLAR PV WITH STORAGE 2026 | Northern Ghana Group | Sun + storage | Solar PV + Storage | 0 | 0 | 0 | 0 | 0 | 0 | 0 | 0 | 0 | 0 | 0 | 0 | 0 | 0 | 0 | 63.3752 | 63.3752 | 63.3752 | 0 | 0 | 0 | 0 | 0 | 0 | 28 | 28 | 28 | 0 | 0 | 0 | 0 | 0 | 0 | 0 | 0 | 0 | 0 | 0 | 0 | 0 | 0 | 0 | 0 | 0 | 0 | 0 | 0 | 0 | 0 | 0 | 0 | 50 | 50 | 50 | 0% | 0% | 0% | 0% | 0% | 0% | 14.47% | 14.47% | 14.47% | 0 | 0 | 0 | 0 | 0 | 0 | 59.375 | 0 | 0 | 0 | 0 | 0 | 0 | 0 | 0 | 18.9187 | 0 | 0 | 0 | 20.8106 | 0 | 65.3125 | Unplanned Build | Potential Build Solar PV with storage2026
| 94 | NORT SOLAR PV WITH STORAGE 2035 | Northern Ghana Group | Sun + storage | Solar PV + Storage | 0 | 0 | 0 | 0 | 0 | 0 | 0 | 0 | 0 | 0 | 0 | 0 | 0 | 0 | 0 | 0 | 0 | 158.4381 | 0 | 0 | 0 | 0 | 0 | 0 | 0 | 0 | 28 | 0 | 0 | 0 | 0 | 0 | 0 | 0 | 0 | 0 | 0 | 0 | 0 | 0 | 0 | 0 | 0 | 0 | 0 | 0 | 0 | 0 | 0 | 0 | 0 | 0 | 0 | 125 | 0% | 0% | 0% | 0% | 0% | 0% | 0% | 0% | 14.47% | 0 | 0 | 0 | 0 | 0 | 0 | 0 | 0 | 128.25 | 0 | 0 | 0 | 0 | 0 | 0 | 0 | 0 | 15.755 | 0 | 0 | 0 | 0 | Unplanned Build | Potential Build Solar PV with storage2035
| 96 | SOUT SOLAR PV WITH STORAGE 2026 | SouthEast Ghana Group | Sun + storage | Solar PV + Storage | 0 | 0 | 0 | 0 | 0 | 0 | 0 | 0 | 0 | 0 | 0 | 0 | 0 | 0 | 0 | 95.0629 | 95.0629 | 95.0629 | 0 | 0 | 0 | 0 | 0 | 0 | 28 | 28 | 28 | 0 | 0 | 0 | 0 | 0 | 0 | 0 | 0 | 0 | 0 | 0 | 0 | 0 | 0 | 0 | 0 | 0 | 0 | 0 | 0 | 0 | 0 | 0 | 0 | 75 | 75 | 75 | 0% | 0% | 0% | 0% | 0% | 0% | 14.47% | 14.47% | 14.47% | 0 | 0 | 0 | 0 | 0 | 0 | 89.0625 | 0 | 0 | 0 | 0 | 0 | 0 | 0 | 0 | 28.3781 | 0 | 0 | 0 | 31.2159 | 0 | 97.9688 | Unplanned Build | Potential Build Solar PV with storage2026
| 99 | SOUT SOLAR PV WITH STORAGE 2026 | SouthWest Ghana Group | Sun + storage | Solar PV + Storage | 0 | 0 | 0 | 0 | 0 | 0 | 0 | 0 | 0 | 0 | 0 | 0 | 0 | 0 | 0 | 50.7002 | 50.7002 | 50.7002 | 0 | 0 | 0 | 0 | 0 | 0 | 28 | 28 | 28 | 0 | 0 | 0 | 0 | 0 | 0 | 0 | 0 | 0 | 0 | 0 | 0 | 0 | 0 | 0 | 0 | 0 | 0 | 0 | 0 | 0 | 0 | 0 | 0 | 40 | 40 | 40 | 0% | 0% | 0% | 0% | 0% | 0% | 14.47% | 14.47% | 14.47% | 0 | 0 | 0 | 0 | 0 | 0 | 47.5 | 0 | 0 | 0 | 0 | 0 | 0 | 0 | 0 | 15.135 | 0 | 0 | 0 | 16.6485 | 0 | 52.25 | Unplanned Build | Potential Build Solar PV with storage2026
| 102 | SOUT SOLAR PV WITH STORAGE 2026 | SouthEast Ghana Group | Sun + storage | Solar PV + Storage | 0 | 0 | 0 | 0 | 0 | 0 | 0 | 0 | 0 | 0 | 0 | 0 | 0 | 0 | 0 | 6.3375 | 6.3375 | 6.3375 | 0 | 0 | 0 | 0 | 0 | 0 | 28 | 28 | 28 | 0 | 0 | 0 | 0 | 0 | 0 | 0 | 0 | 0 | 0 | 0 | 0 | 0 | 0 | 0 | 0 | 0 | 0 | 0 | 0 | 0 | 0 | 0 | 0 | 5 | 5 | 5 | 0% | 0% | 0% | 0% | 0% | 0% | 14.47% | 14.47% | 14.47% | 0 | 0 | 0 | 0 | 0 | 0 | 5.9375 | 0 | 0 | 0 | 0 | 0 | 0 | 0 | 0 | 1.8919 | 0 | 0 | 0 | 2.0811 | 0 | 6.5312 | Unplanned Build | Potential Build Solar PV with storage2026
| 104 | SOUT WIND TURBINE 2020 | SouthEast Ghana Group | Wind | Wind | 0 | 0 | 0 | 0 | 0 | 0 | 0 | 0 | 0 | 0 | 0 | 0 | 175.1525 | 350.305 | 525.4575 | 525.4575 | 525.4575 | 525.4575 | 0 | 0 | 0 | 46.71 | 46.71 | 46.71 | 46.71 | 46.71 | 46.71 | 0 | 0 | 0 | 0 | 0 | 0 | 0 | 0 | 0 | 0 | 0 | 0 | 0 | 0 | 0 | 0 | 0 | 0 | 0 | 0 | 0 | 75 | 150 | 225 | 225 | 225 | 225 | 0% | 0% | 0% | 26.66% | 26.66% | 26.66% | 26.66% | 26.66% | 26.66% | 0 | 0 | 0 | 67.5749 | 67.5749 | 67.5749 | 0 | 0 | 0 | 0 | 0 | 0 | 46.1546 | 38.1443 | 28.6584 | 0 | 0 | 0 | 124.253 | 124.253 | 202.7248 | 222.9973 | Unplanned Build | Potential Build Wind2020
| 105 | SOUT WIND TURBINE 2026 | SouthEast Ghana Group | Wind | Wind | 0 | 0 | 0 | 0 | 0 | 0 | 0 | 0 | 0 | 0 | 0 | 0 | 0 | 0 | 175.1525 | 408.6892 | 525.4575 | 525.4575 | 0 | 0 | 0 | 0 | 0 | 46.71 | 46.71 | 46.71 | 46.71 | 0 | 0 | 0 | 0 | 0 | 0 | 0 | 0 | 0 | 0 | 0 | 0 | 0 | 0 | 0 | 0 | 0 | 0 | 0 | 0 | 0 | 0 | 0 | 75 | 175 | 225 | 225 | 0% | 0% | 0% | 0% | 0% | 26.66% | 26.66% | 26.66% | 26.66% | 0 | 0 | 0 | 0 | 0 | 42.0874 | 56.1165 | 28.0583 | 0 | 0 | 0 | 0 | 0 | 0 | 17.8492 | 17.8804 | 5.5512 | 0 | 19.6341 | 45.4089 | 42.0874 | 138.8883 | Unplanned Build | Potential Build Wind2026
| 106 | SOUT WIND TURBINE 2035 | SouthEast Ghana Group | Wind | Wind | 0 | 0 | 0 | 0 | 0 | 0 | 0 | 0 | 0 | 0 | 0 | 0 | 0 | 0 | 0 | 0 | 233.5367 | 233.5367 | 0 | 0 | 0 | 0 | 0 | 0 | 0 | 47 | 47 | 0 | 0 | 0 | 0 | 0 | 0 | 0 | 0 | 0 | 0 | 0 | 0 | 0 | 0 | 0 | 0 | 0 | 0 | 0 | 0 | 0 | 0 | 0 | 0 | 0 | 100 | 100 | 0% | 0% | 0% | 0% | 0% | 0% | 0% | 26.66% | 26.66% | 0 | 0 | 0 | 0 | 0 | 0 | 0 | 78.3123 | 0 | 0 | 0 | 0 | 0 | 0 | 0 | 0 | 15.4937 | 0 | 0 | 17.043 | 0 | 86.1435 | Unplanned Build | Potential Build Wind2035
[6 empty] | 0 | 0 | 0 | 0 | 0 | 0 | 0 |  |  | 0 | 0 | 0 | 0 | 0 | 0 | 0 |  |  | 0 | 0 | 0 | 0 | 0 | 0 | 0 |  |  | 0 | 0 | 0 | 0 | 0 | 0 | 0 |  |  | 0 | 0 | 0 | 0 | 0 | 0 | 0 |  |  | 0 | 0 | 0 | 0 | 0 | 0 | 0 |  |  | 0 | 0 | 0 | 0 | 0 | 0 | 0 |  |  | #VALUE! | #VALUE! | #VALUE! | #VALUE! | #VALUE! | #VALUE! | #VALUE! |  |  | #VALUE! | #VALUE! | #VALUE! | #VALUE! | #VALUE! | #VALUE! | #VALUE!

## HighDemandHighCostLowWater
Back to Contents | [85 empty] | 100% | 90.91% | 82.64% | 75.13% | 68.3% | 56.45% | 42.41% | 31.86% | 19.78% | 12.28% | Cap Cost NPV |  | Cap Cost -- no NPV
|  | Plant Name |  |  |  | FUEL CONSUMPTION | [9 empty] | GENERATION | [9 empty] | FOM (USD/kW-yr | [9 empty] | VOM (USD/MWh) | [9 empty] | Fuel Cost (USD/MWh) | [9 empty] | Available Capacity | [9 empty] | Capacity Factors | [9 empty] | Total Capital Cost | [9 empty] | Total Capital Cost (NPV) | [9 empty] | 1469.8978 | 9836.6183 | 2838.0677 | 34989.9425 | Unplanned? | Plant Name
| UnitID |  | Model Region | Fuel Type | Capacity Type | 2016 | 2017 | 2018 | 2019 | 2020 | 2023 | 2026 | 2030 | 2035 | 2040 | 2016 | 2017 | 2018 | 2019 | 2020 | 2023 | 2026 | 2030 | 2035 | 2040 | 2016 | 2017 | 2018 | 2019 | 2020 | 2023 | 2026 | 2030 | 2035 | 2040 | 2016 | 2017 | 2018 | 2019 | 2020 | 2023 | 2026 | 2030 | 2035 | 2040 | 2016 | 2017 | 2018 | 2019 | 2020 | 2023 | 2026 | 2030 | 2035 | 2040 | 2016 | 2017 | 2018 | 2019 | 2020 | 2023 | 2026 | 2030 | 2035 | 2040 | 2016 | 2017 | 2018 | 2019 | 2020 | 2023 | 2026 | 2030 | 2035 | 2040 | 2016 | 2017 | 2018 | 2019 | 2020 | 2023 | 2026 | 2030 | 2035 | 2040 | 2016 | 2017 | 2018 | 2019 | 2020 | 2023 | 2026 | 2030 | 2035 | 2040 | 10-year | 20-year | 10-year | 20-year
| 1 | CENIT | SouthEast Ghana Group | Oil | Oil Combustion | 0 | 0 | 0 | 0 | 0 | 0 | 0 | 0 | 0 | 0 | 0 | 0 | 0 | 0 | 0 | 0 | 0 | 0 | 0 | 0 | 11.83 | 11.83 | 11.83 | 11.83 | 11.83 | 11.83 | 11.83 | 11.83 | 0 | 0 | 0 | 0 | 0 | 0 | 0 | 0 | 0 | 0 | 0 | 0 | 0 | 0 | 0 | 0 | 0 | 0 | 0 | 0 | 0 | 0 | 100 | 100 | 100 | 100 | 100 | 100 | 100 | 100 |  |  | 0% | 0% | 0% | 0% | 0% | 0% | 0% | 0% | [12 empty] | 0 | 0 | 0 | 0 | 0 | 0 | 0 | 0 | 0 | 0 | 0 | 0 | 0 | 0 | Existing & Under Const. Plant
| 2 | Trojan 2B | SouthEast Ghana Group | Oil | Oil Combustion | 0.95851 | 1.0933 | 0 | 0 | 0 | 0 | 0 | 0 | 0 | 0 | 113.568 | 129.5385 | 0 | 0 | 0 | 0 | 0 | 0 | 0 | 0 | 34 | 34 | 34 | 34 | 34 | 0 | 0 | 0 | 0 | 0 | 5.5 | 5.5 | 0 | 0 | 0 | 0 | 0 | 0 | 0 | 0 | 82.4108 | 97.9957 | 0 | 0 | 0 | 0 | 0 | 0 | 0 | 0 | 16.25 | 16.25 | 16.25 | 16.25 | 16.25 | [5 empty] | 79.78% | 91% | 0% | 0% | 0% | [15 empty] | 0 | 0 | 0 | 0 | 0 | 0 | 0 | 0 | 0 | 0 | 0 | 0 | 0 | 0 | Existing & Under Const. Plant
| 3 | Trojan 2A | Ashanti Group | Oil | Oil Combustion | 0 | 0.26958 | 0 | 0 | 0 | 0 | 0 | 0 | 0 | 0 | 0 | 31.941 | 0 | 0 | 0 | 0 | 0 | 0 | 0 | 0 | 34 | 34 | 34 | 34 | 34 | 0 | 0 | 0 | 0 | 0 | 0 | 5.5 | 0 | 0 | 0 | 0 | 0 | 0 | 0 | 0 | 0 | 108.8196 | 0 | 0 | 0 | 0 | 0 | 0 | 0 | 0 | 16.25 | 16.25 | 16.25 | 16.25 | 16.25 | [5 empty] | 0% | 22.44% | 0% | 0% | 0% | [15 empty] | 0 | 0 | 0 | 0 | 0 | 0 | 0 | 0 | 0 | 0 | 0 | 0 | 0 | 0 | Existing & Under Const. Plant
| 4 | GP Tarkwa Plant | SouthWest Ghana Group | Oil | Oil Combustion | 0 | 0 | 0 | 0 | 0 | 0 | 2.7259 | 0 | 0 | 0 | 0 | 0 | 0 | 0 | 0 | 0 | 274.626 | 0 | 0 | 0 | 17.5 | 17.5 | 17.5 | 17.5 | 17.5 | 17.5 | 17.5 | 17.5 | 17.5 | 17.5 | 0 | 0 | 0 | 0 | 0 | 0 | 3.5 | 0 | 0 | 0 | 0 | 0 | 0 | 0 | 0 | 0 | 180.3753 | 0 | 0 | 0 | 33 | 33 | 33 | 33 | 33 | 33 | 33 | 33 | 33 | 33 | 0% | 0% | 0% | 0% | 0% | 0% | 95% | 0% | 0% | 0% | [10 empty] | 0 | 0 | 0 | 0 | 0 | 0 | 0 | 0 | 0 | 0 | 0 | 0 | 0 | 0 | Existing & Under Const. Plant
| 5 | GP Chirano Plant | SouthWest Ghana Group | Oil | Oil Combustion | 0 | 0 | 0 | 0 | 0 | 0 | 0.0065835 | 0 | 0 | 0 | 0 | 0 | 0 | 0 | 0 | 0 | 0.5985 | 0 | 0 | 0 | 17.5 | 17.5 | 17.5 | 17.5 | 17.5 | 17.5 | 17.5 | 17.5 | 17.5 | 17.5 | 0 | 0 | 0 | 0 | 0 | 0 | 3.5 | 0 | 0 | 0 | 0 | 0 | 0 | 0 | 0 | 0 | 199.892 | 0 | 0 | 0 | 30 | 30 | 30 | 30 | 30 | 30 | 30 | 30 | 30 | 30 | 0% | 0% | 0% | 0% | 0% | 0% | 0.2277% | 0% | 0% | 0% | [10 empty] | 0 | 0 | 0 | 0 | 0 | 0 | 0 | 0 | 0 | 0 | 0 | 0 | 0 | 0 | Existing & Under Const. Plant
| 6 | GP Darmang Plant | SouthWest Ghana Group | Oil | Oil Combustion | 0 | 0 | 0 | 0 | 0 | 0 | 1.8551 | 0 | 0 | 0 | 0 | 0 | 0 | 0 | 0 | 0 | 174.5169 | 0 | 0 | 0 | 17.5 | 17.5 | 17.5 | 17.5 | 17.5 | 17.5 | 17.5 | 17.5 | 17.5 | 17.5 | 0 | 0 | 0 | 0 | 0 | 0 | 3.5 | 0 | 0 | 0 | 0 | 0 | 0 | 0 | 0 | 0 | 193.1684 | 0 | 0 | 0 | 25.5 | 25.5 | 25.5 | 25.5 | 25.5 | 25.5 | 25.5 | 25.5 | 25.5 | 25.5 | 0% | 0% | 0% | 0% | 0% | 0% | 78.13% | 0% | 0% | 0% | [10 empty] | 0 | 0 | 0 | 0 | 0 | 0 | 0 | 0 | 0 | 0 | 0 | 0 | 0 | 0 | Existing & Under Const. Plant
| 7 | SAPP 2 | SouthEast Ghana Group | Oil/Gas | Oil/Gas Combined Cycle | 0 | 7.6694 | 23.5117 | 21.0881 | 13.6024 | 23.5117 | 23.5117 | 17.5367 | 10.123 | 3.9576 | 0 | 983.2552 | 3014.316 | 2703.5981 | 1743.8929 | 3014.316 | 3014.316 | 2248.2964 | 1297.8251 | 507.3906 | 0 | 16 | 16 | 16 | 16 | 16 | 16 | 16 | 16 | 16 | 0 | 3.5 | 3.5 | 3.5 | 3.5 | 3.5 | 3.5 | 3.5 | 3.5 | 3.5 | 0 | 68.1607 | 62.9664 | 64.6931 | 64.7147 | 62.2286 | 92.3893 | 63.4289 | 63.2016 | 63.2475 |  | 370 | 370 | 370 | 370 | 370 | 370 | 370 | 370 | 370 |  | 30.34% | 93% | 83.41% | 53.8% | 93% | 93% | 69.37% | 40.04% | 15.65% | [10 empty] | 0 | 0 | 0 | 0 | 0 | 0 | 0 | 0 | 0 | 0 | 0 | 0 | 0 | 0 | Existing & Under Const. Plant
| 8 | Cenpower | SouthEast Ghana Group | Oil/Gas | Oil/Gas Combined Cycle | 0 | 0 | 3.4883 | 6.9873 | 0 | 20.8455 | 21.6884 | 0.29518 | 0.24785 | 0.56989 | 0 | 0 | 445.5085 | 892.3787 | 0 | 2662.2596 | 2769.9119 | 37.6988 | 31.6533 | 72.7835 | 0 | 0 | 16 | 16 | 16 | 16 | 16 | 16 | 16 | 16 | 0 | 0 | 3.5 | 3.5 | 0 | 3.5 | 3.5 | 3.5 | 3.5 | 3.5 | 0 | 0 | 63.7369 | 64.7146 | 0 | 62.1319 | 100.7533 | 63.4093 | 62.9893 | 62.7725 |  |  | 340 | 340 | 340 | 340 | 340 | 340 | 340 | 340 |  |  | 14.96% | 29.96% | 0% | 89.39% | 93% | 1.266% | 1.063% | 2.444% | [10 empty] | 0 | 0 | 0 | 0 | 0 | 0 | 0 | 0 | 0 | 0 | 0 | 0 | 0 | 0 | Existing & Under Const. Plant
| 9 | KarpowerShip 1 | SouthEast Ghana Group | Oil/Gas | Oil/Gas Combined Cycle | 14.8777 | 14.837 | 0 | 0 | 0 | 0 | 0 | 0 | 0 | 0 | 1947.348 | 1942.0128 | 0 | 0 | 0 | 0 | 0 | 0 | 0 | 0 | 177.828 | 177.828 | 0 | 0 | 0 | 0 | 0 | 0 | 0 | 0 | 3.5 | 3.5 | 0 | 0 | 0 | 0 | 0 | 0 | 0 | 0 | 57.994 | 67.7182 | 0 | 0 | 0 | 0 | 0 | 0 | 0 | 0 | 247 | 247 | [8 empty] | 90% | 89.75% | [18 empty] | 0 | 0 | 0 | 0 | 0 | 0 | 0 | 0 | 0 | 0 | 0 | 0 | 0 | 0 | Existing & Under Const. Plant
| 10 | AKSA | SouthEast Ghana Group | Oil/Gas | Oil/Gas Combined Cycle | 0 | 10.1595 | 0 | 6.2251 | 20.8543 | 25.9679 | 25.9679 | 0 | 0 | 0.022978 | 0 | 1195.236 | 0 | 732.364 | 2453.4487 | 3055.05 | 3055.05 | 0 | 0 | 2.7033 | 0 | 16 | 16 | 16 | 16 | 16 | 16 | 16 | 16 | 16 | 0 | 3.5 | 0 | 3.5 | 3.5 | 3.5 | 3.5 | 0 | 0 | 3.5 | 0 | 75.3409 | 0 | 104.0236 | 116.8462 | 130.3199 | 140.312 | 0 | 0 | 67.235 |  | 250 | 375 | 375 | 375 | 375 | 375 | 375 | 375 | 375 |  | 54.58% | 0% | 22.29% | 74.69% | 93% | 93% | 0% | 0% | 0.08229% | [10 empty] | 0 | 0 | 0 | 0 | 0 | 0 | 0 | 0 | 0 | 0 | 0 | 0 | 0 | 0 | Existing & Under Const. Plant
| 11 | TAPCO (T1) | SouthWest Ghana Group | Oil/Gas | Oil/Gas Combined Cycle | 11.645 | 11.645 | 17.1872 | 17.1872 | 17.1872 | 17.1872 | 17.1872 | 11.4283 | 2.7384 | 0.16299 | 1496.2084 | 1496.208 | 2208.3 | 2208.3 | 2208.3 | 2208.3 | 2208.3 | 1468.3668 | 351.8501 | 20.9418 | 18.7 | 18.7 | 18.7 | 18.7 | 18.7 | 18.7 | 18.7 | 18.7 | 18.7 | 18.7 | 5 | 5 | 5 | 5 | 5 | 5 | 5 | 5 | 5 | 5 | 67.1053 | 61.4964 | 62.3154 | 64.7499 | 64.6242 | 68.0619 | 115.3475 | 63.0192 | 62.5775 | 61.5635 | 305 | 305 | 305 | 305 | 305 | 305 | 305 | 305 | 305 | 305 | 56% | 56% | 82.65% | 82.65% | 82.65% | 82.65% | 82.65% | 54.96% | 13.17% | 0.7838% | [10 empty] | 0 | 0 | 0 | 0 | 0 | 0 | 0 | 0 | 0 | 0 | 0 | 0 | 0 | 0 | Existing & Under Const. Plant
| 12 | TICO (T2) | SouthWest Ghana Group | Oil/Gas | Oil/Gas Combined Cycle | 17.7346 | 17.7346 | 17.7346 | 17.7346 | 17.7346 | 17.7346 | 17.7346 | 17.7346 | 15.2663 | 1.7573 | 2382.72 | 2382.7201 | 2382.72 | 2382.72 | 2382.72 | 2382.7201 | 2382.72 | 2382.72 | 2051.1015 | 236.0995 | 30.94 | 30.94 | 30.94 | 30.94 | 30.94 | 30.94 | 30.94 | 30.94 | 30.94 | 30.94 | 4.9 | 4.9 | 4.9 | 4.9 | 4.9 | 4.9 | 4.9 | 4.9 | 4.9 | 4.9 | 64.1738 | 55.8744 | 59.5931 | 61.9213 | 61.8011 | 63.1751 | 96.9061 | 60.2662 | 59.8438 | 58.8741 | 320 | 320 | 320 | 320 | 320 | 320 | 320 | 320 | 320 | 320 | 85% | 85% | 85% | 85% | 85% | 85% | 85% | 85% | 73.17% | 8.422% | [10 empty] | 0 | 0 | 0 | 0 | 0 | 0 | 0 | 0 | 0 | 0 | 0 | 0 | 0 | 0 | Existing & Under Const. Plant
| 13 | Amandi | SouthWest Ghana Group | Oil/Gas | Oil/Gas Combined Cycle | 0 | 0 | 0 | 8.0946 | 12.0103 | 3.2894 | 12.0103 | 0 | 0.0094219 | 0 | 0 | 0 | 0 | 987.1488 | 1464.672 | 401.1459 | 1464.672 | 0 | 1.149 | 0 | 0 | 0 | 0 | 30.94 | 30.94 | 30.94 | 30.94 | 30.94 | 30.94 | 30.94 | 0 | 0 | 0 | 4.9 | 4.9 | 4.9 | 4.9 | 0 | 4.9 | 0 | 0 | 0 | 0 | 68.2191 | 68.0866 | 64.5633 | 119.2281 | 0 | 65.9303 | 0 |  |  |  | 190 | 190 | 190 | 190 | 190 | 190 | 190 |  |  |  | 59.31% | 88% | 24.1% | 88% | 0% | 0.06903% | 0% | [10 empty] | 0 | 0 | 0 | 0 | 0 | 0 | 0 | 0 | 0 | 0 | 0 | 0 | 0 | 0 | Existing & Under Const. Plant
| 14 | KarpowerShip 2 | SouthWest Ghana Group | Oil/Gas | Oil/Gas Combined Cycle | 0 | 0 | 29.68 | 31.8841 | 31.8841 | 31.8841 | 0 | 0 | 0 | 0 | 0 | 0 | 3486.025 | 3744.9001 | 3744.9 | 3744.9 | 0 | 0 | 0 | 0 | 0 | 0 | 177.828 | 177.828 | 177.828 | 177.828 | 0 | 0 | 0 | 0 | 0 | 0 | 3.5 | 3.5 | 3.5 | 3.5 | 0 | 0 | 0 | 0 | 0 | 0 | 77.2252 | 94.2918 | 109.2899 | 127.9615 | 0 | 0 | 0 | 0 |  |  | 450 | 450 | 450 | 450 | [6 empty] | 88.43% | 95% | 95% | 95% | [14 empty] | 0 | 0 | 0 | 0 | 0 | 0 | 0 | 0 | 0 | 0 | 0 | 0 | 0 | 0 | Existing & Under Const. Plant
| 15 | Early Power | SouthEast Ghana Group | Oil/Gas | Oil/Gas Combustion | 0 | 0 | 0 | 7.7096 | 23.0656 | 23.0656 | 23.0656 | 23.0656 | 18.8074 | 11.0059 | 0 | 0 | 0 | 1027.9476 | 3075.417 | 3075.417 | 3075.417 | 3075.417 | 2507.6468 | 1467.4472 | 0 | 0 | 0 | 16 | 16 | 16 | 16 | 16 | 16 | 16 | 0 | 0 | 0 | 3.5 | 3.5 | 3.5 | 3.5 | 3.5 | 3.5 | 3.5 | 0 | 0 | 0 | 62.3724 | 62.0109 | 114.6665 | 136.29 | 60.9602 | 60.8228 | 122.0444 |  |  |  | 377.5 | 377.5 | 377.5 | 377.5 | 377.5 | 377.5 | 377.5 |  |  |  | 31.08% | 93% | 93% | 93% | 93% | 75.83% | 44.38% | [10 empty] | 0 | 0 | 0 | 0 | 0 | 0 | 0 | 0 | 0 | 0 | 0 | 0 | 0 | 0 | Existing & Under Const. Plant
| 16 | TT1PP | SouthEast Ghana Group | Oil/Gas | Oil/Gas Combustion | 0 | 0 | 0 | 0 | 0 | 0 | 0 | 0 | 0 | 0 | 0 | 0 | 0 | 0 | 0 | 0 | 0 | 0 | 0 | 0 | 14.3 | 14.3 | 14.3 | 14.3 | 14.3 | 14.3 | 14.3 | 14.3 | 14.3 | 14.3 | 0 | 0 | 0 | 0 | 0 | 0 | 0 | 0 | 0 | 0 | 0 | 0 | 0 | 0 | 0 | 0 | 0 | 0 | 0 | 0 | 100 | 100 | 100 | 100 | 100 | 100 | 100 | 100 | 100 | 100 | 0% | 0% | 0% | 0% | 0% | 0% | 0% | 0% | 0% | 0% | [10 empty] | 0 | 0 | 0 | 0 | 0 | 0 | 0 | 0 | 0 | 0 | 0 | 0 | 0 | 0 | Existing & Under Const. Plant
| 17 | KTPP | SouthEast Ghana Group | Oil/Gas | Oil/Gas Combustion | 0 | 0.85157 | 0 | 0 | 0 | 0 | 0.0066662 | 0 | 0 | 0 | 0 | 78.126 | 0 | 0 | 0 | 0 | 0.61158 | 0 | 0 | 0 | 12.3 | 12.3 | 12.3 | 12.3 | 12.3 | 12.3 | 12.3 | 12.3 | 12.3 | 12.3 | 0 | 3.5 | 0 | 0 | 0 | 0 | 3.5 | 0 | 0 | 0 | 0 | 126.5585 | 0 | 0 | 0 | 0 | 88.8041 | 0 | 0 | 0 | 200 | 200 | 200 | 200 | 200 | 200 | 200 | 200 | 200 | 200 | 0% | 4.459% | 0% | 0% | 0% | 0% | 0.03491% | 0% | 0% | 0% | [10 empty] | 0 | 0 | 0 | 0 | 0 | 0 | 0 | 0 | 0 | 0 | 0 | 0 | 0 | 0 | Existing & Under Const. Plant
| 18 | Trojan 1 | SouthEast Ghana Group | Oil/Gas | Oil/Gas Combustion | 1.6793 | 1.6793 | 0 | 0 | 0 | 0 | 0 | 0 | 0 | 0 | 198.9711 | 198.9711 | 0 | 0 | 0 | 0 | 0 | 0 | 0 | 0 | 34 | 34 | 34 | 34 | 34 | 0 | 0 | 0 | 0 | 0 | 5.5 | 5.5 | 0 | 0 | 0 | 0 | 0 | 0 | 0 | 0 | 69.3768 | 97.9957 | 0 | 0 | 0 | 0 | 0 | 0 | 0 | 0 | 24.96 | 24.96 | 24.96 | 24.96 | 24.96 | [5 empty] | 91% | 91% | 0% | 0% | 0% | [15 empty] | 0 | 0 | 0 | 0 | 0 | 0 | 0 | 0 | 0 | 0 | 0 | 0 | 0 | 0 | Existing & Under Const. Plant
| 19 | MRP | SouthEast Ghana Group | Oil/Gas | Oil/Gas Combustion | 0 | 0 | 0 | 0 | 0 | 0 | 0 | 0 | 0 | 0 | 0 | 0 | 0 | 0 | 0 | 0 | 0 | 0 | 0 | 0 | 12.5737 | 12.5737 | 12.5737 | 12.5737 | 12.5737 | 12.5737 | 12.5737 | 12.5737 | 12.5737 | 12.5737 | 0 | 0 | 0 | 0 | 0 | 0 | 0 | 0 | 0 | 0 | 0 | 0 | 0 | 0 | 0 | 0 | 0 | 0 | 0 | 0 | 70 | 70 | 70 | 70 | 70 | 70 | 70 | 70 | 70 | 70 | 0% | 0% | 0% | 0% | 0% | 0% | 0% | 0% | 0% | 0% | [10 empty] | 0 | 0 | 0 | 0 | 0 | 0 | 0 | 0 | 0 | 0 | 0 | 0 | 0 | 0 | Existing & Under Const. Plant
| 20 | Safisana | SouthEast Ghana Group | Biogas | Biogas | 0.003112 | 0.010052 | 0.010052 | 0.010052 | 0.010052 | 0.010052 | 0.010052 | 0.010052 | 0.010052 | 0.010052 | 0.23052 | 0.7446 | 0.7446 | 0.7446 | 0.7446 | 0.7446 | 0.7446 | 0.7446 | 0.7446 | 0.7446 | 35 | 35 | 35 | 35 | 35 | 35 | 35 | 35 | 35 | 35 | 4.2 | 4.2 | 4.2 | 4.2 | 4.2 | 4.2 | 4.2 | 4.2 | 4.2 | 4.2 | 40.5 | 40.5 | 40.5 | 40.5 | 40.5 | 40.5 | 40.5 | 40.5 | 40.5 | 40.5 | 0.1 | 0.1 | 0.1 | 0.1 | 0.1 | 0.1 | 0.1 | 0.1 | 0.1 | 0.1 | 26.32% | 85% | 85% | 85% | 85% | 85% | 85% | 85% | 85% | 85% | [10 empty] | 0 | 0 | 0 | 0 | 0 | 0 | 0 | 0 | 0 | 0 | 0 | 0 | 0 | 0 | Existing & Under Const. Plant
| 21 | TT2PP | SouthEast Ghana Group | Gas | Gas Combustion Turbine | 0 | 0.4926 | 0 | 0 | 0 | 0 | 3.2945 | 0 | 0 | 0 | 0 | 50.6792 | 0 | 0 | 0 | 0 | 338.9396 | 0 | 0 | 0 | 12.1007 | 12.1007 | 12.1007 | 12.1007 | 12.1007 | 12.1007 | 12.1007 | 12.1007 | 12.1007 | 12.1007 | 0 | 4.5 | 0 | 0 | 0 | 0 | 4.5 | 0 | 0 | 0 | 0 | 79.8984 | 0 | 0 | 0 | 0 | 77.886 | 0 | 0 | 0 | 45 | 45 | 45 | 45 | 45 | 45 | 45 | 45 | 45 | 45 | 0% | 12.86% | 0% | 0% | 0% | 0% | 85.98% | 0% | 0% | 0% | [10 empty] | 0 | 0 | 0 | 0 | 0 | 0 | 0 | 0 | 0 | 0 | 0 | 0 | 0 | 0 | Existing & Under Const. Plant
| 22 | SAPP 1 | SouthEast Ghana Group | Gas | Gas Combustion Turbine | 2.2388 | 3.0668 | 0 | 0 | 0 | 0 | 13.3722 | 0 | 0 | 0 | 239.9587 | 328.699 | 0 | 0 | 0 | 0 | 1433.2444 | 0 | 0 | 0 | 11.83 | 11.83 | 11.83 | 11.83 | 11.83 | 11.83 | 11.83 | 11.83 | 11.83 | 11.83 | 4.5 | 4.5 | 0 | 0 | 0 | 0 | 4.5 | 0 | 0 | 0 | 76.6926 | 76.6926 | 0 | 0 | 0 | 0 | 74.7541 | 0 | 0 | 0 | 180 | 180 | 180 | 180 | 180 | 180 | 180 | 180 | 180 | 180 | 15.22% | 20.85% | 0% | 0% | 0% | 0% | 90.9% | 0% | 0% | 0% | [10 empty] | 0 | 0 | 0 | 0 | 0 | 0 | 0 | 0 | 0 | 0 | 0 | 0 | 0 | 0 | Existing & Under Const. Plant
| 23 | Trojan 3 | SouthEast Ghana Group | Gas | Gas Combustion Turbine | 0 | 0 | 0 | 0 | 0 | 0 | 0 | 0 | 0 | 0 | 0 | 0 | 0 | 0 | 0 | 0 | 0 | 0 | 0 | 0 | 0 | 0 | 34 | 34 | 34 | 0 | 0 | 0 | 0 | 0 | 0 | 0 | 0 | 0 | 0 | 0 | 0 | 0 | 0 | 0 | 0 | 0 | 0 | 0 | 0 | 0 | 0 | 0 | 0 | 0 | 0 | 0 | 49.92 | 49.92 | 49.92 | 0 | 0 | 0 | 0 | 0 | 0% | 0% | 0% | 0% | 0% | 0% | 0% | 0% | 0% | 0% | [10 empty] | 0 | 0 | 0 | 0 | 0 | 0 | 0 | 0 | 0 | 0 | 0 | 0 | 0 | 0 | Existing & Under Const. Plant
| 24 | Ameri_2016 | SouthWest Ghana Group | Gas | Gas Combustion Turbine | 14.8327 | 0 | 0 | 0 | 0 | 0 | 0 | 0 | 0 | 0 | 1459.6273 | 0 | 0 | 0 | 0 | 0 | 0 | 0 | 0 | 0 | 14.54 | 14.54 | 14.54 | 14.54 | 14.54 | 0 | 0 | 0 | 0 | 0 | 5 | 0 | 0 | 0 | 0 | 0 | 0 | 0 | 0 | 0 | 90.4215 | 0 | 0 | 0 | 0 | 0 | 0 | 0 | 0 | 0 | 230 | 230 | 230 | 230 | 230 | 0 | 0 | 0 | 0 | 0 | 72.45% | 0% | 0% | 0% | 0% | 0% | 0% | 0% | 0% | 0% | [10 empty] | 0 | 0 | 0 | 0 | 0 | 0 | 0 | 0 | 0 | 0 | 0 | 0 | 0 | 0 | Existing & Under Const. Plant
| 25 | Ameri_2021 | SouthWest Ghana Group | Gas | Gas Combustion Turbine | 0 | 0 | 0 | 0 | 0 | 0 | 8.9357 | 0 | 0 | 0 | 0 | 0 | 0 | 0 | 0 | 0 | 879.3213 | 0 | 0 | 0 | 0 | 0 | 0 | 0 | 0 | 14.54 | 14.54 | 14.54 | 14.54 | 14.54 | 0 | 0 | 0 | 0 | 0 | 0 | 4.17 | 0 | 0 | 0 | 0 | 0 | 0 | 0 | 0 | 0 | 81.4202 | 0 | 0 | 0 | 0 | 0 | 0 | 0 | 0 | 230 | 230 | 230 | 230 | 230 | 0% | 0% | 0% | 0% | 0% | 0% | 43.64% | 0% | 0% | 0% | [10 empty] | 0 | 0 | 0 | 0 | 0 | 0 | 0 | 0 | 0 | 0 | 0 | 0 | 0 | 0 | Existing & Under Const. Plant
| 26 | Bui | Northern Ghana Group | Water | Hydro | 0 | 0 | 0 | 0 | 0 | 0 | 0 | 0 | 0 | 0 | 669.5866 | 669.5864 | 669.5865 | 669.5865 | 669.5865 | 660.7764 | 660.7762 | 639.6316 | 614.9627 | 614.9625 | 27.74 | 27.74 | 27.74 | 27.74 | 27.74 | 27.74 | 27.74 | 27.74 | 27.74 | 27.74 | 1.63 | 1.63 | 1.63 | 1.63 | 1.63 | 1.63 | 1.63 | 1.63 | 1.63 | 1.63 | 0 | 0 | 0 | 0 | 0 | 0 | 0 | 0 | 0 | 0 | 330 | 330 | 330 | 330 | 330 | 330 | 330 | 330 | 330 | 330 | 23.16% | 23.16% | 23.16% | 23.16% | 23.16% | 22.86% | 22.86% | 22.13% | 21.27% | 21.27% | [10 empty] | 0 | 0 | 0 | 0 | 0 | 0 | 0 | 0 | 0 | 0 | 0 | 0 | 0 | 0 | Existing & Under Const. Plant
| 27 | Akosombo | SouthEast Ghana Group | Water | Hydro | 0 | 0 | 0 | 0 | 0 | 0 | 0 | 0 | 0 | 0 | 3854.7219 | 3681.6897 | 3681.6892 | 4016.3879 | 4016.3895 | 4245.5411 | 4245.5405 | 3791.3374 | 3261.4331 | 3261.4334 | 9.16 | 9.16 | 9.16 | 9.16 | 9.16 | 9.16 | 9.16 | 9.16 | 9.16 | 9.16 | 0.98 | 0.98 | 0.98 | 0.98 | 0.98 | 0.98 | 0.98 | 0.98 | 0.98 | 0.98 | 0 | 0 | 0 | 0 | 0 | 0 | 0 | 0 | 0 | 0 | 900 | 900 | 900 | 900 | 900 | 900 | 900 | 900 | 900 | 900 | 48.89% | 46.7% | 46.7% | 50.94% | 50.94% | 53.85% | 53.85% | 48.09% | 41.37% | 41.37% | [10 empty] | 0 | 0 | 0 | 0 | 0 | 0 | 0 | 0 | 0 | 0 | 0 | 0 | 0 | 0 | Existing & Under Const. Plant
| 28 | Kpong | SouthEast Ghana Group | Water | Hydro | 0 | 0 | 0 | 0 | 0 | 0 | 0 | 0 | 0 | 0 | 762.6912 | 722.7074 | 722.7075 | 788.4081 | 788.4081 | 833.861 | 833.861 | 745.8933 | 643.2642 | 643.2642 | 9.16 | 9.16 | 9.16 | 9.16 | 9.16 | 9.16 | 9.16 | 9.16 | 9.16 | 9.16 | 0.98 | 0.98 | 0.98 | 0.98 | 0.98 | 0.98 | 0.98 | 0.98 | 0.98 | 0.98 | 0 | 0 | 0 | 0 | 0 | 0 | 0 | 0 | 0 | 0 | 140 | 140 | 140 | 140 | 140 | 140 | 140 | 140 | 140 | 140 | 62.19% | 58.93% | 58.93% | 64.29% | 64.29% | 67.99% | 67.99% | 60.82% | 52.45% | 52.45% | [10 empty] | 0 | 0 | 0 | 0 | 0 | 0 | 0 | 0 | 0 | 0 | 0 | 0 | 0 | 0 | Existing & Under Const. Plant
| 29 | Cote d'Ivoire Dummy | Cote d'Ivoire | Water | Hydro | 0 | 0 | 0 | 0 | 0 | 0 | 0 | 0 | 0 | 0 | 814.6799 | 814.6801 | 814.6801 | 814.6799 | 814.6801 | 814.6805 | 814.6801 | 814.6806 | 814.6794 | 814.6801 | 0 | 0 | 0 | 0 | 0 | 0 | 0 | 0 | 0 | 0 | 10 | 10 | 10 | 10 | 10 | 10 | 10 | 10 | 10 | 10 | 0 | 0 | 0 | 0 | 0 | 0 | 0 | 0 | 0 | 0 | 150 | 150 | 150 | 150 | 150 | 150 | 150 | 150 | 150 | 150 | 62% | 62% | 62% | 62% | 62% | 62% | 62% | 62% | 62% | 62% | [10 empty] | 0 | 0 | 0 | 0 | 0 | 0 | 0 | 0 | 0 | 0 | 0 | 0 | 0 | 0 | Existing & Under Const. Plant
| 30 | Burkina Dummy | Burkina Group | Water | Hydro | 0 | 0 | 0 | 0 | 0 | 0 | 0 | 0 | 0 | 0 | 0.438 | 0.438 | 0.438 | 0.438 | 0.438 | 4.818 | 4.818 | 4.818 | 4.818 | 4.818 | 0 | 0 | 0 | 0 | 0 | 0 | 0 | 0 | 0 | 0 | 10 | 10 | 10 | 10 | 10 | 10 | 10 | 10 | 10 | 10 | 0 | 0 | 0 | 0 | 0 | 0 | 0 | 0 | 0 | 0 | 10 | 10 | 10 | 10 | 10 | 110 | 110 | 110 | 110 | 110 | 0.5% | 0.5% | 0.5% | 0.5% | 0.5% | 0.5% | 0.5% | 0.5% | 0.5% | 0.5% | [10 empty] | 0 | 0 | 0 | 0 | 0 | 0 | 0 | 0 | 0 | 0 | 0 | 0 | 0 | 0 | Existing & Under Const. Plant
| 31 | VRA Solar | Northern Ghana Group | Sun | Solar PV | 0 | 0 | 0 | 0 | 0 | 0 | 0 | 0 | 0 | 0 | 2.7132 | 2.7132 | 2.7132 | 2.7132 | 2.7132 | 2.7132 | 2.7132 | 2.7132 | 2.7132 | 2.7132 | 0 | 0 | 0 | 0 | 0 | 0 | 0 | 0 | 0 | 0 | 0 | 0 | 0 | 0 | 0 | 0 | 0 | 0 | 0 | 0 | 0 | 0 | 0 | 0 | 0 | 0 | 0 | 0 | 0 | 0 | 1.8 | 1.8 | 1.8 | 1.8 | 1.8 | 1.8 | 1.8 | 1.8 | 1.8 | 1.8 | 17.21% | 17.21% | 17.21% | 17.21% | 17.21% | 17.21% | 17.21% | 17.21% | 17.21% | 17.21% | [10 empty] | 0 | 0 | 0 | 0 | 0 | 0 | 0 | 0 | 0 | 0 | 0 | 0 | 0 | 0 | Existing & Under Const. Plant
| 32 | BXC Solar | SouthEast Ghana Group | Sun | Solar PV | 0 | 0 | 0 | 0 | 0 | 0 | 0 | 0 | 0 | 0 | 23.3982 | 24.0159 | 24.0159 | 24.0159 | 24.0159 | 24.0159 | 24.0159 | 24.0159 | 24.0159 | 0 | 0 | 0 | 0 | 0 | 0 | 0 | 0 | 0 | 0 | 0 | 0 | 0 | 0 | 0 | 0 | 0 | 0 | 0 | 0 | 0 | 0 | 0 | 0 | 0 | 0 | 0 | 0 | 0 | 0 | 0 | 18 | 18 | 18 | 18 | 18 | 18 | 18 | 18 | 18 | 0 | 14.84% | 15.23% | 15.23% | 15.23% | 15.23% | 15.23% | 15.23% | 15.23% | 15.23% | 0% | [10 empty] | 0 | 0 | 0 | 0 | 0 | 0 | 0 | 0 | 0 | 0 | 0 | 0 | 0 | 0 | Existing & Under Const. Plant
| 35 | SOUT BIOGAS 2018 | SouthEast Ghana Group | Biogas | Biogas | 0 | 0 | 0 | 0 | 0 | 0 | 0 | 0.57846 | 0.56486 | 0.57846 | 0 | 0 | 0 | 0 | 0 | 0 | 0 | 32.1369 | 31.3812 | 32.1369 | 0 | 0 | 0 | 0 | 0 | 0 | 0 | 410.32 | 410.32 | 410.32 | 0 | 0 | 0 | 0 | 0 | 0 | 0 | 5.5 | 5.5 | 5.5 | 0 | 0 | 0 | 0 | 0 | 0 | 0 | 54 | 54 | 54 | 0 | 0 | 0 | 0 | 0 | 0 | 0 | 4.316 | 4.316 | 4.316 | 0% | 0% | 0% | 0% | 0% | 0% | 0% | 85% | 83% | 85% | 0 | 0 | 0 | 0 | 0 | 0 | 0 | 21.7527 | 0 | 0 | 0 | 0 | 0 | 0 | 0 | 0 | 0 | 6.9311 | 0 | 0 | 0 | 7.6242 | 0 | 23.928 | Unplanned Build | Potential Build Biogas2018
| 41 | SOUT COAL STEAM TURBINE 2026 | SouthWest Ghana Group | Coal | Coal Steam Turbine | 0 | 0 | 0 | 0 | 0 | 0 | 29.6939 | 29.6939 | 29.5677 | 29.6939 | 0 | 0 | 0 | 0 | 0 | 0 | 3374.3046 | 3374.3075 | 3359.9633 | 3374.3067 | 0 | 0 | 0 | 0 | 0 | 0 | 65 | 65 | 65 | 65 | 0 | 0 | 0 | 0 | 0 | 0 | 6.034 | 6.034 | 6.034 | 6.034 | 0 | 0 | 0 | 0 | 0 | 0 | 47.4731 | 48.0507 | 49.6313 | 51.0998 | 0 | 0 | 0 | 0 | 0 | 0 | 453.17 | 453.17 | 453.17 | 453.17 | 0% | 0% | 0% | 0% | 0% | 0% | 85% | 85% | 84.64% | 85% | 0 | 0 | 0 | 0 | 0 | 0 | 1429.2982 | 0 | 0 | 0 | 0 | 0 | 0 | 0 | 0 | 0 | 606.162 | 0 | 0 | 0 | 666.7781 | 666.7781 | 1429.2982 | 1572.228 | Unplanned Build | Potential Build Coal2026
| 45 | SOUT COMBINED CYCLE 2019 | SouthEast Ghana Group | Oil/Gas | Oil/Gas Combined Cycle | 0 | 0 | 0 | 0 | 0 | 0 | 0 | 0 | 0 | 162.691 | 0 | 0 | 0 | 0 | 0 | 0 | 0 | 0 | 0 | 22440.14 | 0 | 0 | 0 | 0 | 0 | 0 | 0 | 0 | 0 | 15 | 0 | 0 | 0 | 0 | 0 | 0 | 0 | 0 | 0 | 3.48 | 0 | 0 | 0 | 0 | 0 | 0 | 0 | 0 | 0 | 128.7581 | 0 | 0 | 0 | 0 | 0 | 0 | 0 | 0 | 0 | 3083.01 | 0% | 0% | 0% | 0% | 0% | 0% | 0% | 0% | 0% | 83.09% | 0 | 0 | 0 | 0 | 0 | 0 | 0 | 0 | 0 | 3209.4134 | 0 | 0 | 0 | 0 | 0 | 0 | 0 | 0 | 0 | 394.2635 | 0 | 0 | 0 | 0 | Unplanned Build | Potential Build Oil/Gas Combined Cycle2019
| 52 | NORT HYDRO SMALL 2026 | Northern Ghana Group | Water | Hydro | 0 | 0 | 0 | 0 | 0 | 0 | 0 | 0 | 0 | 0 | 0 | 0 | 0 | 0 | 0 | 0 | 182.11 | 182.11 | 182.11 | 182.11 | 0 | 0 | 0 | 0 | 0 | 0 | 45 | 45 | 45 | 45 | 0 | 0 | 0 | 0 | 0 | 0 | 3 | 3 | 3 | 3 | 0 | 0 | 0 | 0 | 0 | 0 | 0 | 0 | 0 | 0 | 0 | 0 | 0 | 0 | 0 | 0 | 57.5469 | 57.5469 | 57.5469 | 57.5469 | 0% | 0% | 0% | 0% | 0% | 0% | 36.12% | 36.12% | 36.12% | 36.12% | 0 | 0 | 0 | 0 | 0 | 0 | 276.2251 | 0 | 0 | 0 | 0 | 0 | 0 | 0 | 0 | 0 | 117.1464 | 0 | 0 | 0 | 128.8611 | 128.8611 | 276.2251 | 303.8476 | Unplanned Build | Potential Build Hydro Small2026NORT
| 54 | ASHA INTERRUPTIBLE 2016 | Ashanti Group | Interruptible | Interruptible | 0 | 0 | 0 | 0 | 0 | 0 | 0 | 0 | 0 | 0 | 0 | 0 | 0 | 0 | 0 | 0 | 0 | 0 | 0 | 0 | 0 | 0 | 0 | 0 | 0 | 0 | 0 | 0 | 0 | 0 | 0 | 0 | 0 | 0 | 0 | 0 | 0 | 0 | 0 | 0 | 0 | 0 | 0 | 0 | 0 | 0 | 0 | 0 | 0 | 0 | 151.457 | 129.301 | 221.447 | 0 | 0 | 39.4406 | 146.271 | 0 | 0 | 0 | 0% | 0% | 0% | 0% | 0% | 0% | 0% | 0% | 0% | 0% | [10 empty] | 0 | 0 | 0 | 0 | 0 | 0 | 0 | 0 | 0 | 0 | 0 | 0 | 0 | 0 | Unplanned Build | Potential Build Interruptible2016
| 55 | BURK INTERRUPTIBLE 2016 | Burkina Group | Interruptible | Interruptible | 0 | 0 | 0 | 0 | 0 | 0 | 0 | 0 | 0 | 0 | 0 | 0 | 0 | 0 | 0 | 0 | 0 | 0 | 0 | 0 | 0 | 0 | 0 | 0 | 0 | 0 | 0 | 0 | 0 | 0 | 0 | 0 | 0 | 0 | 0 | 0 | 0 | 0 | 0 | 0 | 0 | 0 | 0 | 0 | 0 | 0 | 0 | 0 | 0 | 0 | 0 | 0 | 0 | 0 | 0 | 0.98182 | 61.7545 | 0 | 0 | 0 | 0% | 0% | 0% | 0% | 0% | 0% | 0% | 0% | 0% | 0% | [10 empty] | 0 | 0 | 0 | 0 | 0 | 0 | 0 | 0 | 0 | 0 | 0 | 0 | 0 | 0 | Unplanned Build | Potential Build Interruptible2016
| 58 | NORT INTERRUPTIBLE 2016 | Northern Ghana Group | Interruptible | Interruptible | 0 | 0 | 0 | 0 | 0 | 0 | 0 | 0 | 0 | 0 | 0 | 0 | 0 | 0 | 0 | 0 | 0 | 0 | 0 | 0 | 0 | 0 | 0 | 0 | 0 | 0 | 0 | 0 | 0 | 0 | 0 | 0 | 0 | 0 | 0 | 0 | 0 | 0 | 0 | 0 | 0 | 0 | 0 | 0 | 0 | 0 | 0 | 0 | 0 | 0 | 0 | 0 | 0 | 0 | 35.4976 | 151.062 | 108.906 | 0 | 0 | 0 | 0% | 0% | 0% | 0% | 0% | 0% | 0% | 0% | 0% | 0% | [10 empty] | 0 | 0 | 0 | 0 | 0 | 0 | 0 | 0 | 0 | 0 | 0 | 0 | 0 | 0 | Unplanned Build | Potential Build Interruptible2016
| 62 | SOUT NUCLEAR 2030 | SouthWest Ghana Group | Uranium | Nuclear | 0 | 0 | 0 | 0 | 0 | 0 | 0 | 202.1224 | 382.0046 | 382.0046 | 0 | 0 | 0 | 0 | 0 | 0 | 0 | 19623.5388 | 37087.8252 | 37087.8252 | 0 | 0 | 0 | 0 | 0 | 0 | 0 | 100 | 100 | 100 | 0 | 0 | 0 | 0 | 0 | 0 | 0 | 2.3 | 2.3 | 2.3 | 0 | 0 | 0 | 0 | 0 | 0 | 0 | 13.4147 | 13.4147 | 13.4147 | 0 | 0 | 0 | 0 | 0 | 0 | 0 | 2358.03 | 4456.6 | 4456.6 | 0% | 0% | 0% | 0% | 0% | 0% | 0% | 95% | 95% | 95% | 0 | 0 | 0 | 0 | 0 | 0 | 0 | 14697.601 | 13080.3868 | 0 | 0 | 0 | 0 | 0 | 0 | 0 | 0 | 4683.1086 | 2587.8848 | 0 | 0 | 7998.0928 | 0 | 30555.7866 | Unplanned Build | Potential Build Nuclear2030
| 63 | ASHA SOLAR PV 2020 | Ashanti Group | Sun | Solar PV | 0 | 0 | 0 | 0 | 0 | 0 | 0 | 0 | 0 | 0 | 0 | 0 | 0 | 0 | 6.3375 | 19.0126 | 19.0126 | 19.0126 | 19.0126 | 19.0126 | 0 | 0 | 0 | 0 | 24.8 | 24.8 | 24.8 | 24.8 | 24.8 | 24.8 | 0 | 0 | 0 | 0 | 0 | 0 | 0 | 0 | 0 | 0 | 0 | 0 | 0 | 0 | 0 | 0 | 0 | 0 | 0 | 0 | 0 | 0 | 0 | 0 | 5 | 15 | 15 | 15 | 15 | 15 | 0% | 0% | 0% | 0% | 14.47% | 14.47% | 14.47% | 14.47% | 14.47% | 14.47% | 0 | 0 | 0 | 0 | 6.2149 | 12.4297 | 0 | 0 | 0 | 0 | 0 | 0 | 0 | 0 | 4.2448 | 7.0163 | 0 | 0 | 0 | 0 | 12.3872 | 12.3872 | 18.6446 | 20.509 | Unplanned Build | Potential Build Solar PV2020
| 64 | ASHA SOLAR PV 2026 | Ashanti Group | Sun | Solar PV | 0 | 0 | 0 | 0 | 0 | 0 | 0 | 0 | 0 | 0 | 0 | 0 | 0 | 0 | 0 | 0 | 12.6751 | 38.0252 | 38.0252 | 38.0252 | 0 | 0 | 0 | 0 | 0 | 0 | 24.8 | 24.8 | 24.8 | 24.8 | 0 | 0 | 0 | 0 | 0 | 0 | 0 | 0 | 0 | 0 | 0 | 0 | 0 | 0 | 0 | 0 | 0 | 0 | 0 | 0 | 0 | 0 | 0 | 0 | 0 | 0 | 10 | 30 | 30 | 30 | 0% | 0% | 0% | 0% | 0% | 0% | 14.47% | 14.47% | 14.47% | 14.47% | 0 | 0 | 0 | 0 | 0 | 0 | 10.2003 | 20.4006 | 0 | 0 | 0 | 0 | 0 | 0 | 0 | 0 | 4.3259 | 6.5003 | 0 | 0 | 4.7585 | 11.9088 | 10.2003 | 33.661 | Unplanned Build | Potential Build Solar PV2026
| 65 | ASHA SOLAR PV 2035 | Ashanti Group | Sun | Solar PV | 0 | 0 | 0 | 0 | 0 | 0 | 0 | 0 | 0 | 0 | 0 | 0 | 0 | 0 | 0 | 0 | 0 | 0 | 0 | 57.0377 | 0 | 0 | 0 | 0 | 0 | 0 | 0 | 0 | 0 | 25 | 0 | 0 | 0 | 0 | 0 | 0 | 0 | 0 | 0 | 0 | 0 | 0 | 0 | 0 | 0 | 0 | 0 | 0 | 0 | 0 | 0 | 0 | 0 | 0 | 0 | 0 | 0 | 0 | 0 | 45 | 0% | 0% | 0% | 0% | 0% | 0% | 0% | 0% | 0% | 14.47% | 0 | 0 | 0 | 0 | 0 | 0 | 0 | 0 | 0 | 65.2261 | 0 | 0 | 0 | 0 | 0 | 0 | 0 | 0 | 0 | 8.0128 | 0 | 0 | 0 | 0 | Unplanned Build | Potential Build Solar PV2035
| 66 | SOUT SOLAR PV 2020 | SouthWest Ghana Group | Sun | Solar PV | 0 | 0 | 0 | 0 | 0 | 0 | 0 | 0 | 0 | 0 | 0 | 0 | 0 | 0 | 0 | 12.6751 | 12.6751 | 12.6751 | 12.6751 | 12.6751 | 0 | 0 | 0 | 0 | 0 | 24.8 | 24.8 | 24.8 | 24.8 | 24.8 | 0 | 0 | 0 | 0 | 0 | 0 | 0 | 0 | 0 | 0 | 0 | 0 | 0 | 0 | 0 | 0 | 0 | 0 | 0 | 0 | 0 | 0 | 0 | 0 | 0 | 10 | 10 | 10 | 10 | 10 | 0% | 0% | 0% | 0% | 0% | 14.47% | 14.47% | 14.47% | 14.47% | 14.47% | 0 | 0 | 0 | 0 | 0 | 12.4297 | 0 | 0 | 0 | 0 | 0 | 0 | 0 | 0 | 0 | 7.0163 | 0 | 0 | 0 | 0 | 7.7179 | 7.7179 | 12.4297 | 13.6727 | Unplanned Build | Potential Build Solar PV2020
| 67 | SOUT SOLAR PV 2026 | SouthWest Ghana Group | Sun | Solar PV | 0 | 0 | 0 | 0 | 0 | 0 | 0 | 0 | 0 | 0 | 0 | 0 | 0 | 0 | 0 | 0 | 12.6751 | 25.3501 | 25.3501 | 25.3501 | 0 | 0 | 0 | 0 | 0 | 0 | 24.8 | 24.8 | 24.8 | 24.8 | 0 | 0 | 0 | 0 | 0 | 0 | 0 | 0 | 0 | 0 | 0 | 0 | 0 | 0 | 0 | 0 | 0 | 0 | 0 | 0 | 0 | 0 | 0 | 0 | 0 | 0 | 10 | 20 | 20 | 20 | 0% | 0% | 0% | 0% | 0% | 0% | 14.47% | 14.47% | 14.47% | 14.47% | 0 | 0 | 0 | 0 | 0 | 0 | 10.2003 | 10.2003 | 0 | 0 | 0 | 0 | 0 | 0 | 0 | 0 | 4.3259 | 3.2501 | 0 | 0 | 4.7585 | 8.3337 | 10.2003 | 22.4407 | Unplanned Build | Potential Build Solar PV2026
| 68 | SOUT SOLAR PV 2035 | SouthWest Ghana Group | Sun | Solar PV | 0 | 0 | 0 | 0 | 0 | 0 | 0 | 0 | 0 | 0 | 0 | 0 | 0 | 0 | 0 | 0 | 0 | 0 | 0 | 44.3627 | 0 | 0 | 0 | 0 | 0 | 0 | 0 | 0 | 0 | 25 | 0 | 0 | 0 | 0 | 0 | 0 | 0 | 0 | 0 | 0 | 0 | 0 | 0 | 0 | 0 | 0 | 0 | 0 | 0 | 0 | 0 | 0 | 0 | 0 | 0 | 0 | 0 | 0 | 0 | 35 | 0% | 0% | 0% | 0% | 0% | 0% | 0% | 0% | 0% | 14.47% | 0 | 0 | 0 | 0 | 0 | 0 | 0 | 0 | 0 | 50.7314 | 0 | 0 | 0 | 0 | 0 | 0 | 0 | 0 | 0 | 6.2321 | 0 | 0 | 0 | 0 | Unplanned Build | Potential Build Solar PV2035
| 69 | NORT SOLAR PV 2018 | Northern Ghana Group | Sun | Solar PV | 0 | 0 | 0 | 0 | 0 | 0 | 0 | 0 | 0 | 0 | 0 | 0 | 0 | 67.5263 | 67.5263 | 67.5263 | 67.5263 | 67.5263 | 67.5263 | 67.5263 | 0 | 0 | 0 | 24.8 | 24.8 | 24.8 | 24.8 | 24.8 | 24.8 | 24.8 | 0 | 0 | 0 | 0 | 0 | 0 | 0 | 0 | 0 | 0 | 0 | 0 | 0 | 0 | 0 | 0 | 0 | 0 | 0 | 0 | 0 | 0 | 0 | 47.1565 | 47.1565 | 47.1565 | 47.1565 | 47.1565 | 47.1565 | 47.1565 | 0% | 0% | 0% | 16.35% | 16.35% | 16.35% | 16.35% | 16.35% | 16.35% | 16.35% | 0 | 0 | 0 | 58.6155 | 0 | 0 | 0 | 0 | 0 | 0 | 0 | 0 | 0 | 44.0387 | 0 | 0 | 0 | 0 | 0 | 0 | 48.4426 | 48.4426 | 58.6155 | 64.4771 | Unplanned Build | Potential Build Solar PV2018
| 70 | NORT SOLAR PV 2020 | Northern Ghana Group | Sun | Solar PV | 0 | 0 | 0 | 0 | 0 | 0 | 0 | 0 | 0 | 0 | 0 | 0 | 0 | 0 | 71.598 | 214.7941 | 214.7941 | 214.7941 | 214.7941 | 214.7941 | 0 | 0 | 0 | 0 | 24.8 | 24.8 | 24.8 | 24.8 | 24.8 | 24.8 | 0 | 0 | 0 | 0 | 0 | 0 | 0 | 0 | 0 | 0 | 0 | 0 | 0 | 0 | 0 | 0 | 0 | 0 | 0 | 0 | 0 | 0 | 0 | 0 | 50 | 150 | 150 | 150 | 150 | 150 | 0% | 0% | 0% | 0% | 16.35% | 16.35% | 16.35% | 16.35% | 16.35% | 16.35% | 0 | 0 | 0 | 0 | 62.1486 | 124.2972 | 0 | 0 | 0 | 0 | 0 | 0 | 0 | 0 | 42.4483 | 70.1625 | 0 | 0 | 0 | 0 | 123.8719 | 123.8719 | 186.4458 | 205.0904 | Unplanned Build | Potential Build Solar PV2020
| 71 | NORT SOLAR PV 2023 | Northern Ghana Group | Sun | Solar PV | 0 | 0 | 0 | 0 | 0 | 0 | 0 | 0 | 0 | 0 | 0 | 0 | 0 | 0 | 0 | 71.598 | 143.1961 | 143.1961 | 143.1961 | 143.1961 | 0 | 0 | 0 | 0 | 0 | 24.8 | 24.8 | 24.8 | 24.8 | 24.8 | 0 | 0 | 0 | 0 | 0 | 0 | 0 | 0 | 0 | 0 | 0 | 0 | 0 | 0 | 0 | 0 | 0 | 0 | 0 | 0 | 0 | 0 | 0 | 0 | 0 | 50 | 100 | 100 | 100 | 100 | 0% | 0% | 0% | 0% | 0% | 16.35% | 16.35% | 16.35% | 16.35% | 16.35% | 0 | 0 | 0 | 0 | 0 | 58.31 | 58.31 | 0 | 0 | 0 | 0 | 0 | 0 | 0 | 0 | 32.9145 | 24.7291 | 0 | 0 | 0 | 63.408 | 63.408 | 116.62 | 128.282 | Unplanned Build | Potential Build Solar PV2023
| 72 | NORT SOLAR PV 2026 | Northern Ghana Group | Sun | Solar PV | 0 | 0 | 0 | 0 | 0 | 0 | 0 | 0 | 0 | 0 | 0 | 0 | 0 | 0 | 0 | 0 | 71.598 | 214.7941 | 214.7941 | 214.7941 | 0 | 0 | 0 | 0 | 0 | 0 | 24.8 | 24.8 | 24.8 | 24.8 | 0 | 0 | 0 | 0 | 0 | 0 | 0 | 0 | 0 | 0 | 0 | 0 | 0 | 0 | 0 | 0 | 0 | 0 | 0 | 0 | 0 | 0 | 0 | 0 | 0 | 0 | 50 | 150 | 150 | 150 | 0% | 0% | 0% | 0% | 0% | 0% | 16.35% | 16.35% | 16.35% | 16.35% | 0 | 0 | 0 | 0 | 0 | 0 | 51.0016 | 102.0031 | 0 | 0 | 0 | 0 | 0 | 0 | 0 | 0 | 21.6296 | 32.5013 | 0 | 0 | 23.7926 | 59.5441 | 51.0016 | 168.3052 | Unplanned Build | Potential Build Solar PV2026
| 73 | NORT SOLAR PV 2030 | Northern Ghana Group | Sun | Solar PV | 0 | 0 | 0 | 0 | 0 | 0 | 0 | 0 | 0 | 0 | 0 | 0 | 0 | 0 | 0 | 0 | 0 | 35.799 | 178.9951 | 178.9951 | 0 | 0 | 0 | 0 | 0 | 0 | 0 | 24.8 | 24.8 | 24.8 | 0 | 0 | 0 | 0 | 0 | 0 | 0 | 0 | 0 | 0 | 0 | 0 | 0 | 0 | 0 | 0 | 0 | 0 | 0 | 0 | 0 | 0 | 0 | 0 | 0 | 0 | 0 | 25 | 125 | 125 | 0% | 0% | 0% | 0% | 0% | 0% | 0% | 16.35% | 16.35% | 16.35% | 0 | 0 | 0 | 0 | 0 | 0 | 0 | 23.5918 | 94.3672 | 0 | 0 | 0 | 0 | 0 | 0 | 0 | 0 | 7.5171 | 18.67 | 0 | 0 | 28.8058 | 0 | 129.7548 | Unplanned Build | Potential Build Solar PV2030
| 74 | NORT SOLAR PV 2035 | Northern Ghana Group | Sun | Solar PV | 0 | 0 | 0 | 0 | 0 | 0 | 0 | 0 | 0 | 0 | 0 | 0 | 0 | 0 | 0 | 0 | 0 | 0 | 71.598 | 429.5883 | 0 | 0 | 0 | 0 | 0 | 0 | 0 | 0 | 24.8 | 24.8 | 0 | 0 | 0 | 0 | 0 | 0 | 0 | 0 | 0 | 0 | 0 | 0 | 0 | 0 | 0 | 0 | 0 | 0 | 0 | 0 | 0 | 0 | 0 | 0 | 0 | 0 | 0 | 0 | 50 | 300 | 0% | 0% | 0% | 0% | 0% | 0% | 0% | 0% | 16.35% | 16.35% | 0 | 0 | 0 | 0 | 0 | 0 | 0 | 0 | 72.4734 | 362.367 | 0 | 0 | 0 | 0 | 0 | 0 | 0 | 0 | 14.3385 | 44.5153 | 0 | 15.7723 | 0 | 79.7207 | Unplanned Build | Potential Build Solar PV2035
| 76 | SOUT SOLAR PV 2020 | SouthEast Ghana Group | Sun | Solar PV | 0 | 0 | 0 | 0 | 0 | 0 | 0 | 0 | 0 | 0 | 0 | 0 | 0 | 0 | 0 | 63.3753 | 63.3753 | 63.3753 | 63.3753 | 63.3753 | 0 | 0 | 0 | 0 | 0 | 24.8 | 24.8 | 24.8 | 24.8 | 24.8 | 0 | 0 | 0 | 0 | 0 | 0 | 0 | 0 | 0 | 0 | 0 | 0 | 0 | 0 | 0 | 0 | 0 | 0 | 0 | 0 | 0 | 0 | 0 | 0 | 0 | 50 | 50 | 50 | 50 | 50 | 0% | 0% | 0% | 0% | 0% | 14.47% | 14.47% | 14.47% | 14.47% | 14.47% | 0 | 0 | 0 | 0 | 0 | 62.1486 | 0 | 0 | 0 | 0 | 0 | 0 | 0 | 0 | 0 | 35.0813 | 0 | 0 | 0 | 0 | 38.5894 | 38.5894 | 62.1486 | 68.3635 | Unplanned Build | Potential Build Solar PV2020
| 77 | SOUT SOLAR PV 2026 | SouthEast Ghana Group | Sun | Solar PV | 0 | 0 | 0 | 0 | 0 | 0 | 0 | 0 | 0 | 0 | 0 | 0 | 0 | 0 | 0 | 0 | 31.6876 | 221.8134 | 221.8134 | 221.8134 | 0 | 0 | 0 | 0 | 0 | 0 | 24.8 | 24.8 | 24.8 | 24.8 | 0 | 0 | 0 | 0 | 0 | 0 | 0 | 0 | 0 | 0 | 0 | 0 | 0 | 0 | 0 | 0 | 0 | 0 | 0 | 0 | 0 | 0 | 0 | 0 | 0 | 0 | 25 | 175 | 175 | 175 | 0% | 0% | 0% | 0% | 0% | 0% | 14.47% | 14.47% | 14.47% | 14.47% | 0 | 0 | 0 | 0 | 0 | 0 | 25.5008 | 153.0047 | 0 | 0 | 0 | 0 | 0 | 0 | 0 | 0 | 10.8148 | 48.752 | 0 | 0 | 11.8963 | 65.5235 | 25.5008 | 196.3561 | Unplanned Build | Potential Build Solar PV2026
| 78 | SOUT SOLAR PV 2035 | SouthEast Ghana Group | Sun | Solar PV | 0 | 0 | 0 | 0 | 0 | 0 | 0 | 0 | 0 | 0 | 0 | 0 | 0 | 0 | 0 | 0 | 0 | 0 | 0 | 221.8134 | 0 | 0 | 0 | 0 | 0 | 0 | 0 | 0 | 0 | 25 | 0 | 0 | 0 | 0 | 0 | 0 | 0 | 0 | 0 | 0 | 0 | 0 | 0 | 0 | 0 | 0 | 0 | 0 | 0 | 0 | 0 | 0 | 0 | 0 | 0 | 0 | 0 | 0 | 0 | 175 | 0% | 0% | 0% | 0% | 0% | 0% | 0% | 0% | 0% | 14.47% | 0 | 0 | 0 | 0 | 0 | 0 | 0 | 0 | 0 | 253.6569 | 0 | 0 | 0 | 0 | 0 | 0 | 0 | 0 | 0 | 31.1607 | 0 | 0 | 0 | 0 | Unplanned Build | Potential Build Solar PV2035
| 80 | SOUT SOLAR PV 2020 | SouthWest Ghana Group | Sun | Solar PV | 0 | 0 | 0 | 0 | 0 | 0 | 0 | 0 | 0 | 0 | 0 | 0 | 0 | 0 | 0 | 38.0252 | 76.0503 | 76.0503 | 76.0503 | 76.0503 | 0 | 0 | 0 | 0 | 0 | 24.8 | 24.8 | 24.8 | 24.8 | 24.8 | 0 | 0 | 0 | 0 | 0 | 0 | 0 | 0 | 0 | 0 | 0 | 0 | 0 | 0 | 0 | 0 | 0 | 0 | 0 | 0 | 0 | 0 | 0 | 0 | 0 | 30 | 60 | 60 | 60 | 60 | 0% | 0% | 0% | 0% | 0% | 14.47% | 14.47% | 14.47% | 14.47% | 14.47% | 0 | 0 | 0 | 0 | 0 | 37.2892 | 37.2892 | 0 | 0 | 0 | 0 | 0 | 0 | 0 | 0 | 21.0488 | 15.8142 | 0 | 0 | 0 | 40.5493 | 40.5493 | 74.5783 | 82.0362 | Unplanned Build | Potential Build Solar PV2020
| 81 | SOUT SOLAR PV 2026 | SouthWest Ghana Group | Sun | Solar PV | 0 | 0 | 0 | 0 | 0 | 0 | 0 | 0 | 0 | 0 | 0 | 0 | 0 | 0 | 0 | 0 | 25.3501 | 126.7505 | 126.7505 | 126.7505 | 0 | 0 | 0 | 0 | 0 | 0 | 24.8 | 24.8 | 24.8 | 24.8 | 0 | 0 | 0 | 0 | 0 | 0 | 0 | 0 | 0 | 0 | 0 | 0 | 0 | 0 | 0 | 0 | 0 | 0 | 0 | 0 | 0 | 0 | 0 | 0 | 0 | 0 | 20 | 100 | 100 | 100 | 0% | 0% | 0% | 0% | 0% | 0% | 14.47% | 14.47% | 14.47% | 14.47% | 0 | 0 | 0 | 0 | 0 | 0 | 20.4006 | 81.6025 | 0 | 0 | 0 | 0 | 0 | 0 | 0 | 0 | 8.6519 | 26.0011 | 0 | 0 | 9.517 | 38.1182 | 20.4006 | 112.2035 | Unplanned Build | Potential Build Solar PV2026
| 82 | SOUT SOLAR PV 2035 | SouthWest Ghana Group | Sun | Solar PV | 0 | 0 | 0 | 0 | 0 | 0 | 0 | 0 | 0 | 0 | 0 | 0 | 0 | 0 | 0 | 0 | 0 | 0 | 0 | 139.4256 | 0 | 0 | 0 | 0 | 0 | 0 | 0 | 0 | 0 | 25 | 0 | 0 | 0 | 0 | 0 | 0 | 0 | 0 | 0 | 0 | 0 | 0 | 0 | 0 | 0 | 0 | 0 | 0 | 0 | 0 | 0 | 0 | 0 | 0 | 0 | 0 | 0 | 0 | 0 | 110 | 0% | 0% | 0% | 0% | 0% | 0% | 0% | 0% | 0% | 14.47% | 0 | 0 | 0 | 0 | 0 | 0 | 0 | 0 | 0 | 159.4415 | 0 | 0 | 0 | 0 | 0 | 0 | 0 | 0 | 0 | 19.5867 | 0 | 0 | 0 | 0 | Unplanned Build | Potential Build Solar PV2035
| 83 | SOUT SOLAR PV 2020 | SouthEast Ghana Group | Sun | Solar PV | 0 | 0 | 0 | 0 | 0 | 0 | 0 | 0 | 0 | 0 | 0 | 0 | 0 | 0 | 1.8814 | 1.8814 | 1.8814 | 1.8814 | 1.8814 | 1.8814 | 0 | 0 | 0 | 0 | 24.8 | 24.8 | 24.8 | 24.8 | 24.8 | 24.8 | 0 | 0 | 0 | 0 | 0 | 0 | 0 | 0 | 0 | 0 | 0 | 0 | 0 | 0 | 0 | 0 | 0 | 0 | 0 | 0 | 0 | 0 | 0 | 0 | 1.4844 | 1.4844 | 1.4844 | 1.4844 | 1.4844 | 1.4844 | 0% | 0% | 0% | 0% | 14.47% | 14.47% | 14.47% | 14.47% | 14.47% | 14.47% | 0 | 0 | 0 | 0 | 1.845 | 0 | 0 | 0 | 0 | 0 | 0 | 0 | 0 | 0 | 1.2602 | 0 | 0 | 0 | 0 | 0 | 1.3862 | 1.3862 | 1.845 | 2.0295 | Unplanned Build | Potential Build Solar PV2020
| 84 | SOUT SOLAR PV 2026 | SouthEast Ghana Group | Sun | Solar PV | 0 | 0 | 0 | 0 | 0 | 0 | 0 | 0 | 0 | 0 | 0 | 0 | 0 | 0 | 0 | 0 | 12.6751 | 25.3501 | 25.3501 | 25.3501 | 0 | 0 | 0 | 0 | 0 | 0 | 24.8 | 24.8 | 24.8 | 24.8 | 0 | 0 | 0 | 0 | 0 | 0 | 0 | 0 | 0 | 0 | 0 | 0 | 0 | 0 | 0 | 0 | 0 | 0 | 0 | 0 | 0 | 0 | 0 | 0 | 0 | 0 | 10 | 20 | 20 | 20 | 0% | 0% | 0% | 0% | 0% | 0% | 14.47% | 14.47% | 14.47% | 14.47% | 0 | 0 | 0 | 0 | 0 | 0 | 10.2003 | 10.2003 | 0 | 0 | 0 | 0 | 0 | 0 | 0 | 0 | 4.3259 | 3.2501 | 0 | 0 | 4.7585 | 8.3337 | 10.2003 | 22.4407 | Unplanned Build | Potential Build Solar PV2026
| 87 | ASHA SOLAR PV WITH STORAGE 2026 | Ashanti Group | Sun + storage | Solar PV + Storage | 0 | 0 | 0 | 0 | 0 | 0 | 0 | 0 | 0 | 0 | 0 | 0 | 0 | 0 | 0 | 0 | 0 | 12.675 | 12.675 | 12.675 | 0 | 0 | 0 | 0 | 0 | 0 | 0 | 28 | 28 | 28 | 0 | 0 | 0 | 0 | 0 | 0 | 0 | 0 | 0 | 0 | 0 | 0 | 0 | 0 | 0 | 0 | 0 | 0 | 0 | 0 | 0 | 0 | 0 | 0 | 0 | 0 | 0 | 10 | 10 | 10 | 0% | 0% | 0% | 0% | 0% | 0% | 0% | 14.47% | 14.47% | 14.47% | 0 | 0 | 0 | 0 | 0 | 0 | 0 | 15.625 | 0 | 0 | 0 | 0 | 0 | 0 | 0 | 0 | 0 | 4.9786 | 0 | 0 | 0 | 5.4765 | 0 | 17.1875 | Unplanned Build | Potential Build Solar PV with storage2026
| 90 | SOUT SOLAR PV WITH STORAGE 2026 | SouthWest Ghana Group | Sun + storage | Solar PV + Storage | 0 | 0 | 0 | 0 | 0 | 0 | 0 | 0 | 0 | 0 | 0 | 0 | 0 | 0 | 0 | 0 | 0 | 6.3375 | 6.3375 | 6.3375 | 0 | 0 | 0 | 0 | 0 | 0 | 0 | 28 | 28 | 28 | 0 | 0 | 0 | 0 | 0 | 0 | 0 | 0 | 0 | 0 | 0 | 0 | 0 | 0 | 0 | 0 | 0 | 0 | 0 | 0 | 0 | 0 | 0 | 0 | 0 | 0 | 0 | 5 | 5 | 5 | 0% | 0% | 0% | 0% | 0% | 0% | 0% | 14.47% | 14.47% | 14.47% | 0 | 0 | 0 | 0 | 0 | 0 | 0 | 7.8125 | 0 | 0 | 0 | 0 | 0 | 0 | 0 | 0 | 0 | 2.4893 | 0 | 0 | 0 | 2.7382 | 0 | 8.5938 | Unplanned Build | Potential Build Solar PV with storage2026
| 93 | NORT SOLAR PV WITH STORAGE 2026 | Northern Ghana Group | Sun + storage | Solar PV + Storage | 0 | 0 | 0 | 0 | 0 | 0 | 0 | 0 | 0 | 0 | 0 | 0 | 0 | 0 | 0 | 0 | 0 | 63.3752 | 63.3752 | 63.3752 | 0 | 0 | 0 | 0 | 0 | 0 | 0 | 28 | 28 | 28 | 0 | 0 | 0 | 0 | 0 | 0 | 0 | 0 | 0 | 0 | 0 | 0 | 0 | 0 | 0 | 0 | 0 | 0 | 0 | 0 | 0 | 0 | 0 | 0 | 0 | 0 | 0 | 50 | 50 | 50 | 0% | 0% | 0% | 0% | 0% | 0% | 0% | 14.47% | 14.47% | 14.47% | 0 | 0 | 0 | 0 | 0 | 0 | 0 | 78.125 | 0 | 0 | 0 | 0 | 0 | 0 | 0 | 0 | 0 | 24.893 | 0 | 0 | 0 | 27.3823 | 0 | 85.9375 | Unplanned Build | Potential Build Solar PV with storage2026
| 96 | SOUT SOLAR PV WITH STORAGE 2026 | SouthEast Ghana Group | Sun + storage | Solar PV + Storage | 0 | 0 | 0 | 0 | 0 | 0 | 0 | 0 | 0 | 0 | 0 | 0 | 0 | 0 | 0 | 0 | 0 | 95.0629 | 95.0629 | 95.0629 | 0 | 0 | 0 | 0 | 0 | 0 | 0 | 28 | 28 | 28 | 0 | 0 | 0 | 0 | 0 | 0 | 0 | 0 | 0 | 0 | 0 | 0 | 0 | 0 | 0 | 0 | 0 | 0 | 0 | 0 | 0 | 0 | 0 | 0 | 0 | 0 | 0 | 75 | 75 | 75 | 0% | 0% | 0% | 0% | 0% | 0% | 0% | 14.47% | 14.47% | 14.47% | 0 | 0 | 0 | 0 | 0 | 0 | 0 | 117.1875 | 0 | 0 | 0 | 0 | 0 | 0 | 0 | 0 | 0 | 37.3395 | 0 | 0 | 0 | 41.0735 | 0 | 128.9062 | Unplanned Build | Potential Build Solar PV with storage2026
| 99 | SOUT SOLAR PV WITH STORAGE 2026 | SouthWest Ghana Group | Sun + storage | Solar PV + Storage | 0 | 0 | 0 | 0 | 0 | 0 | 0 | 0 | 0 | 0 | 0 | 0 | 0 | 0 | 0 | 0 | 0 | 50.7002 | 50.7002 | 50.7002 | 0 | 0 | 0 | 0 | 0 | 0 | 0 | 28 | 28 | 28 | 0 | 0 | 0 | 0 | 0 | 0 | 0 | 0 | 0 | 0 | 0 | 0 | 0 | 0 | 0 | 0 | 0 | 0 | 0 | 0 | 0 | 0 | 0 | 0 | 0 | 0 | 0 | 40 | 40 | 40 | 0% | 0% | 0% | 0% | 0% | 0% | 0% | 14.47% | 14.47% | 14.47% | 0 | 0 | 0 | 0 | 0 | 0 | 0 | 62.5 | 0 | 0 | 0 | 0 | 0 | 0 | 0 | 0 | 0 | 19.9144 | 0 | 0 | 0 | 21.9059 | 0 | 68.75 | Unplanned Build | Potential Build Solar PV with storage2026
| 102 | SOUT SOLAR PV WITH STORAGE 2026 | SouthEast Ghana Group | Sun + storage | Solar PV + Storage | 0 | 0 | 0 | 0 | 0 | 0 | 0 | 0 | 0 | 0 | 0 | 0 | 0 | 0 | 0 | 0 | 0 | 6.3375 | 6.3375 | 6.3375 | 0 | 0 | 0 | 0 | 0 | 0 | 0 | 28 | 28 | 28 | 0 | 0 | 0 | 0 | 0 | 0 | 0 | 0 | 0 | 0 | 0 | 0 | 0 | 0 | 0 | 0 | 0 | 0 | 0 | 0 | 0 | 0 | 0 | 0 | 0 | 0 | 0 | 5 | 5 | 5 | 0% | 0% | 0% | 0% | 0% | 0% | 0% | 14.47% | 14.47% | 14.47% | 0 | 0 | 0 | 0 | 0 | 0 | 0 | 7.8125 | 0 | 0 | 0 | 0 | 0 | 0 | 0 | 0 | 0 | 2.4893 | 0 | 0 | 0 | 2.7382 | 0 | 8.5938 | Unplanned Build | Potential Build Solar PV with storage2026
| 104 | SOUT WIND TURBINE 2020 | SouthEast Ghana Group | Wind | Wind | 0 | 0 | 0 | 0 | 0 | 0 | 0 | 0 | 0 | 0 | 0 | 0 | 0 | 0 | 175.1525 | 350.305 | 525.4575 | 525.4575 | 525.4575 | 525.4575 | 0 | 0 | 0 | 0 | 46.71 | 46.71 | 46.71 | 46.71 | 46.71 | 46.71 | 0 | 0 | 0 | 0 | 0 | 0 | 0 | 0 | 0 | 0 | 0 | 0 | 0 | 0 | 0 | 0 | 0 | 0 | 0 | 0 | 0 | 0 | 0 | 0 | 75 | 150 | 225 | 225 | 225 | 225 | 0% | 0% | 0% | 0% | 26.66% | 26.66% | 26.66% | 26.66% | 26.66% | 26.66% | 0 | 0 | 0 | 0 | 130.7634 | 130.7634 | 130.7634 | 0 | 0 | 0 | 0 | 0 | 0 | 0 | 89.3132 | 73.8125 | 55.4564 | 0 | 0 | 0 | 240.4404 | 240.4404 | 392.2902 | 431.5192 | Unplanned Build | Potential Build Wind2020
| 105 | SOUT WIND TURBINE 2026 | SouthEast Ghana Group | Wind | Wind | 0 | 0 | 0 | 0 | 0 | 0 | 0 | 0 | 0 | 0 | 0 | 0 | 0 | 0 | 0 | 0 | 175.1525 | 408.6892 | 525.4575 | 525.4575 | 0 | 0 | 0 | 0 | 0 | 0 | 46.71 | 46.71 | 46.71 | 46.71 | 0 | 0 | 0 | 0 | 0 | 0 | 0 | 0 | 0 | 0 | 0 | 0 | 0 | 0 | 0 | 0 | 0 | 0 | 0 | 0 | 0 | 0 | 0 | 0 | 0 | 0 | 75 | 175 | 225 | 225 | 0% | 0% | 0% | 0% | 0% | 0% | 26.66% | 26.66% | 26.66% | 26.66% | 0 | 0 | 0 | 0 | 0 | 0 | 81.4226 | 108.5635 | 54.2818 | 0 | 0 | 0 | 0 | 0 | 0 | 0 | 34.5311 | 34.5917 | 10.7394 | 0 | 37.9843 | 87.8484 | 81.4226 | 268.6947 | Unplanned Build | Potential Build Wind2026
| 106 | SOUT WIND TURBINE 2035 | SouthEast Ghana Group | Wind | Wind | 0 | 0 | 0 | 0 | 0 | 0 | 0 | 0 | 0 | 0 | 0 | 0 | 0 | 0 | 0 | 0 | 0 | 0 | 233.5367 | 233.5367 | 0 | 0 | 0 | 0 | 0 | 0 | 0 | 0 | 47 | 47 | 0 | 0 | 0 | 0 | 0 | 0 | 0 | 0 | 0 | 0 | 0 | 0 | 0 | 0 | 0 | 0 | 0 | 0 | 0 | 0 | 0 | 0 | 0 | 0 | 0 | 0 | 0 | 0 | 100 | 100 | 0% | 0% | 0% | 0% | 0% | 0% | 0% | 0% | 26.66% | 26.66% | 0 | 0 | 0 | 0 | 0 | 0 | 0 | 0 | 151.4787 | 0 | 0 | 0 | 0 | 0 | 0 | 0 | 0 | 0 | 29.9693 | 0 | 0 | 32.9662 | 0 | 166.6266 | Unplanned Build | Potential Build Wind2035
[6 empty] | 0 | 0 | 0 | 0 | 0 | 0 | 0 | 0 |  |  | 0 | 0 | 0 | 0 | 0 | 0 | 0 | 0 |  |  | 0 | 0 | 0 | 0 | 0 | 0 | 0 | 0 |  |  | 0 | 0 | 0 | 0 | 0 | 0 | 0 | 0 |  |  | 0 | 0 | 0 | 0 | 0 | 0 | 0 | 0 |  |  | 0 | 0 | 0 | 0 | 0 | 0 | 0 | 0 |  |  | 0 | 0 | 0 | 0 | 0 | 0 | 0 | 0

## LowDemandHighCostLowWater
Back to Contents | [77 empty] | 90.91% | 82.64% | 75.13% | 68.3% | 56.45% | 42.41% | 31.86% | 19.78% | 12.28% | Cap Cost NPV |  | Cap Cost -- no NPV
|  | Plant Name |  |  |  | FUEL CONSUMPTION | [8 empty] | GENERATION | [8 empty] | FOM (USD/kW-yr | [8 empty] | VOM (USD/MWh) | [8 empty] | Fuel Cost (USD/MWh) | [8 empty] | Available Capacity | [8 empty] | Capacity Factors | [8 empty] | Total Capital Cost | [10 empty] | Total Capital Cost (NPV) | [6 empty] | 1469.8978 | 2639.6705 | 2838.0677 | 8498.1272 | Unplanned? | Plant Name
| UnitID |  | Model Region | Fuel Type | Capacity Type | 2017 | 2018 | 2019 | 2020 | 2023 | 2026 | 2030 | 2035 | 2040 | 2017 | 2018 | 2019 | 2020 | 2023 | 2026 | 2030 | 2035 | 2040 | 2017 | 2018 | 2019 | 2020 | 2023 | 2026 | 2030 | 2035 | 2040 | 2017 | 2018 | 2019 | 2020 | 2023 | 2026 | 2030 | 2035 | 2040 | 2017 | 2018 | 2019 | 2020 | 2023 | 2026 | 2030 | 2035 | 2040 | 2017 | 2018 | 2019 | 2020 | 2023 | 2026 | 2030 | 2035 | 2040 | 2017 | 2018 | 2019 | 2020 | 2023 | 2026 | 2030 | 2035 | 2040 | 2017 | 2018 | 2019 | 2020 | 2023 | 2026 | 2030 | 2035 | 2040 | 2017 | 2018 | 2019 | 2020 | 2023 | 2026 | 2030 | 2035 | 2040 | 10-year | 20-year | 10-year | 20-year
| 1 | CENIT | SouthEast Ghana Group | Oil | Oil Combustion | 0 | 0 | 0 | 0 | 0 | 0 | 0 | 0 | 0 | 0 | 0 | 0 | 0 | 0 | 0 | 0 | 0 | 0 | 11.83 | 11.83 | 11.83 | 11.83 | 11.83 | 11.83 | 11.83 | 0 | 0 | 0 | 0 | 0 | 0 | 0 | 0 | 0 | 0 | 0 | 0 | 0 | 0 | 0 | 0 | 0 | 0 | 0 | 0 | 100 | 100 | 100 | 100 | 100 | 100 | 100 |  |  | 0% | 0% | 0% | 0% | 0% | 0% | 0% | [11 empty] | 0 | 0 | 0 | 0 | 0 | 0 | 0 | 0 | 0 | 0 | 0 | 0 | 0 | Existing & Under Const. Plant
| 2 | Trojan 2B | SouthEast Ghana Group | Oil | Oil Combustion | 1.0933 | 0 | 0 | 0 | 0 | 0 | 0 | 0 | 0 | 129.5385 | 0 | 0 | 0 | 0 | 0 | 0 | 0 | 0 | 34 | 34 | 34 | 34 | 0 | 0 | 0 | 0 | 0 | 5.5 | 0 | 0 | 0 | 0 | 0 | 0 | 0 | 0 | 97.9957 | 0 | 0 | 0 | 0 | 0 | 0 | 0 | 0 | 16.25 | 16.25 | 16.25 | 16.25 | [5 empty] | 91% | 0% | 0% | 0% | [14 empty] | 0 | 0 | 0 | 0 | 0 | 0 | 0 | 0 | 0 | 0 | 0 | 0 | 0 | Existing & Under Const. Plant
| 3 | Trojan 2A | Ashanti Group | Oil | Oil Combustion | 0.26958 | 0 | 0 | 0 | 0 | 0 | 0 | 0 | 0 | 31.941 | 0 | 0 | 0 | 0 | 0 | 0 | 0 | 0 | 34 | 34 | 34 | 34 | 0 | 0 | 0 | 0 | 0 | 5.5 | 0 | 0 | 0 | 0 | 0 | 0 | 0 | 0 | 108.8196 | 0 | 0 | 0 | 0 | 0 | 0 | 0 | 0 | 16.25 | 16.25 | 16.25 | 16.25 | [5 empty] | 22.44% | 0% | 0% | 0% | [14 empty] | 0 | 0 | 0 | 0 | 0 | 0 | 0 | 0 | 0 | 0 | 0 | 0 | 0 | Existing & Under Const. Plant
| 4 | GP Tarkwa Plant | SouthWest Ghana Group | Oil | Oil Combustion | 0 | 0 | 0 | 0 | 0 | 0 | 0 | 0.0018965 | 0.031399 | 0 | 0 | 0 | 0 | 0 | 0 | 0 | 0.19106 | 3.1633 | 17.5 | 17.5 | 17.5 | 17.5 | 17.5 | 17.5 | 17.5 | 17.5 | 17.5 | 0 | 0 | 0 | 0 | 0 | 0 | 0 | 3.5 | 3.5 | 0 | 0 | 0 | 0 | 0 | 0 | 0 | 180.3753 | 180.3753 | 33 | 33 | 33 | 33 | 33 | 33 | 33 | 33 | 33 | 0% | 0% | 0% | 0% | 0% | 0% | 0% | 0.06609% | 1.094% | [9 empty] | 0 | 0 | 0 | 0 | 0 | 0 | 0 | 0 | 0 | 0 | 0 | 0 | 0 | Existing & Under Const. Plant
| 5 | GP Chirano Plant | SouthWest Ghana Group | Oil | Oil Combustion | 0 | 0 | 0 | 0 | 0 | 0 | 0 | 0 | 0 | 0 | 0 | 0 | 0 | 0 | 0 | 0 | 0 | 0 | 17.5 | 17.5 | 17.5 | 17.5 | 17.5 | 17.5 | 17.5 | 17.5 | 17.5 | 0 | 0 | 0 | 0 | 0 | 0 | 0 | 0 | 0 | 0 | 0 | 0 | 0 | 0 | 0 | 0 | 0 | 0 | 30 | 30 | 30 | 30 | 30 | 30 | 30 | 30 | 30 | 0% | 0% | 0% | 0% | 0% | 0% | 0% | 0% | 0% | [9 empty] | 0 | 0 | 0 | 0 | 0 | 0 | 0 | 0 | 0 | 0 | 0 | 0 | 0 | Existing & Under Const. Plant
| 6 | GP Darmang Plant | SouthWest Ghana Group | Oil | Oil Combustion | 0 | 0 | 0 | 0 | 0 | 0 | 0 | 0 | 0.0087641 | 0 | 0 | 0 | 0 | 0 | 0 | 0 | 0 | 0.82447 | 17.5 | 17.5 | 17.5 | 17.5 | 17.5 | 17.5 | 17.5 | 17.5 | 17.5 | 0 | 0 | 0 | 0 | 0 | 0 | 0 | 0 | 3.5 | 0 | 0 | 0 | 0 | 0 | 0 | 0 | 0 | 193.1684 | 25.5 | 25.5 | 25.5 | 25.5 | 25.5 | 25.5 | 25.5 | 25.5 | 25.5 | 0% | 0% | 0% | 0% | 0% | 0% | 0% | 0% | 0.3691% | [9 empty] | 0 | 0 | 0 | 0 | 0 | 0 | 0 | 0 | 0 | 0 | 0 | 0 | 0 | Existing & Under Const. Plant
| 7 | SAPP 2 | SouthEast Ghana Group | Oil/Gas | Oil/Gas Combined Cycle | 7.6694 | 23.5117 | 20.965 | 13.6024 | 16.9573 | 11.3099 | 17.8319 | 6.9251 | 13.3669 | 983.2555 | 3014.3156 | 2687.8261 | 1743.8931 | 2174.0192 | 1449.9888 | 2286.1414 | 887.8337 | 1713.709 | 16 | 16 | 16 | 16 | 16 | 16 | 16 | 16 | 16 | 3.5 | 3.5 | 3.5 | 3.5 | 3.5 | 3.5 | 3.5 | 3.5 | 3.5 | 68.1607 | 62.9795 | 64.8181 | 64.6122 | 61.4139 | 62.4954 | 63.53 | 63.478 | 63.6501 | 370 | 370 | 370 | 370 | 370 | 370 | 370 | 370 | 370 | 30.34% | 93% | 82.93% | 53.8% | 67.07% | 44.74% | 70.53% | 27.39% | 52.87% | [9 empty] | 0 | 0 | 0 | 0 | 0 | 0 | 0 | 0 | 0 | 0 | 0 | 0 | 0 | Existing & Under Const. Plant
| 8 | Cenpower | SouthEast Ghana Group | Oil/Gas | Oil/Gas Combined Cycle | 0 | 3.4883 | 7.1103 | 0 | 0 | 0 | 0 | 0 | 0 | 0 | 445.5088 | 908.0906 | 0 | 0 | 0 | 0 | 0 | 0 | 0 | 16 | 16 | 16 | 16 | 16 | 16 | 16 | 16 | 0 | 3.5 | 3.5 | 0 | 0 | 0 | 0 | 0 | 0 | 0 | 63.6489 | 64.53 | 0 | 0 | 0 | 0 | 0 | 0 |  | 340 | 340 | 340 | 340 | 340 | 340 | 340 | 340 |  | 14.96% | 30.49% | 0% | 0% | 0% | 0% | 0% | 0% | [9 empty] | 0 | 0 | 0 | 0 | 0 | 0 | 0 | 0 | 0 | 0 | 0 | 0 | 0 | Existing & Under Const. Plant
| 9 | KarpowerShip 1 | SouthEast Ghana Group | Oil/Gas | Oil/Gas Combined Cycle | 14.837 | 0 | 0 | 0 | 0 | 0 | 0 | 0 | 0 | 1942.0128 | 0 | 0 | 0 | 0 | 0 | 0 | 0 | 0 | 177.828 | 0 | 0 | 0 | 0 | 0 | 0 | 0 | 0 | 3.5 | 0 | 0 | 0 | 0 | 0 | 0 | 0 | 0 | 67.7182 | 0 | 0 | 0 | 0 | 0 | 0 | 0 | 0 | 247 | [8 empty] | 89.75% | [17 empty] | 0 | 0 | 0 | 0 | 0 | 0 | 0 | 0 | 0 | 0 | 0 | 0 | 0 | Existing & Under Const. Plant
| 10 | AKSA | SouthEast Ghana Group | Oil/Gas | Oil/Gas Combined Cycle | 10.1595 | 0 | 0 | 0 | 0 | 0 | 0 | 0 | 0 | 1195.236 | 0 | 0 | 0 | 0 | 0 | 0 | 0 | 0 | 16 | 16 | 16 | 16 | 16 | 16 | 16 | 16 | 16 | 3.5 | 0 | 0 | 0 | 0 | 0 | 0 | 0 | 0 | 75.3409 | 0 | 0 | 0 | 0 | 0 | 0 | 0 | 0 | 250 | 375 | 375 | 375 | 375 | 375 | 375 | 375 | 375 | 54.58% | 0% | 0% | 0% | 0% | 0% | 0% | 0% | 0% | [9 empty] | 0 | 0 | 0 | 0 | 0 | 0 | 0 | 0 | 0 | 0 | 0 | 0 | 0 | Existing & Under Const. Plant
| 11 | TAPCO (T1) | SouthWest Ghana Group | Oil/Gas | Oil/Gas Combined Cycle | 11.645 | 17.1872 | 17.1872 | 14.0154 | 17.0447 | 1.0515 | 6.7291 | 0.27963 | 0 | 1496.2082 | 2208.3 | 2208.3 | 1800.7696 | 2189.9913 | 135.1066 | 864.5917 | 35.9287 | 0 | 18.7 | 18.7 | 18.7 | 18.7 | 18.7 | 18.7 | 18.7 | 18.7 | 18.7 | 5 | 5 | 5 | 5 | 5 | 5 | 5 | 5 | 0 | 61.0612 | 62.3154 | 64.7499 | 64.6242 | 61.2801 | 62.3592 | 63.0192 | 62.5775 | 0 | 305 | 305 | 305 | 305 | 305 | 305 | 305 | 305 | 305 | 56% | 82.65% | 82.65% | 67.4% | 81.97% | 5.057% | 32.36% | 1.345% | 0% | [9 empty] | 0 | 0 | 0 | 0 | 0 | 0 | 0 | 0 | 0 | 0 | 0 | 0 | 0 | Existing & Under Const. Plant
| 12 | TICO (T2) | SouthWest Ghana Group | Oil/Gas | Oil/Gas Combined Cycle | 17.7346 | 17.7346 | 17.7346 | 17.7346 | 17.7346 | 17.7346 | 17.7346 | 17.7346 | 1.9203 | 2382.7194 | 2382.72 | 2382.72 | 2382.72 | 2382.72 | 2382.7199 | 2382.72 | 2382.72 | 257.9975 | 30.94 | 30.94 | 30.94 | 30.94 | 30.94 | 30.94 | 30.94 | 30.94 | 30.94 | 4.9 | 4.9 | 4.9 | 4.9 | 4.9 | 4.9 | 4.9 | 4.9 | 4.9 | 56.1477 | 59.5931 | 61.9213 | 61.8011 | 58.603 | 59.635 | 60.2662 | 59.8438 | 58.8741 | 320 | 320 | 320 | 320 | 320 | 320 | 320 | 320 | 320 | 85% | 85% | 85% | 85% | 85% | 85% | 85% | 85% | 9.204% | [9 empty] | 0 | 0 | 0 | 0 | 0 | 0 | 0 | 0 | 0 | 0 | 0 | 0 | 0 | Existing & Under Const. Plant
| 13 | Amandi | SouthWest Ghana Group | Oil/Gas | Oil/Gas Combined Cycle | 0 | 0 | 1.4109 | 0 | 0 | 0 | 0 | 0 | 0 | 0 | 0 | 172.0658 | 0 | 0 | 0 | 0 | 0 | 0 | 0 | 0 | 30.94 | 30.94 | 30.94 | 30.94 | 30.94 | 30.94 | 30.94 | 0 | 0 | 4.9 | 0 | 0 | 0 | 0 | 0 | 0 | 0 | 0 | 68.2191 | 0 | 0 | 0 | 0 | 0 | 0 |  |  | 190 | 190 | 190 | 190 | 190 | 190 | 190 |  |  | 10.34% | 0% | 0% | 0% | 0% | 0% | 0% | [9 empty] | 0 | 0 | 0 | 0 | 0 | 0 | 0 | 0 | 0 | 0 | 0 | 0 | 0 | Existing & Under Const. Plant
| 14 | KarpowerShip 2 | SouthWest Ghana Group | Oil/Gas | Oil/Gas Combined Cycle | 0 | 17.1568 | 0 | 0 | 0 | 0 | 0 | 0 | 0 | 0 | 2015.1242 | 0 | 0 | 0 | 0 | 0 | 0 | 0 | 0 | 177.828 | 177.828 | 177.828 | 177.828 | 0 | 0 | 0 | 0 | 0 | 3.5 | 0 | 0 | 0 | 0 | 0 | 0 | 0 | 0 | 69.2795 | 0 | 0 | 0 | 0 | 0 | 0 | 0 |  | 450 | 450 | 450 | 450 | [5 empty] | 51.12% | 0% | 0% | 0% | [13 empty] | 0 | 0 | 0 | 0 | 0 | 0 | 0 | 0 | 0 | 0 | 0 | 0 | 0 | Existing & Under Const. Plant
| 15 | Early Power | SouthEast Ghana Group | Oil/Gas | Oil/Gas Combustion | 0 | 0 | 7.7096 | 23.0656 | 23.0656 | 23.0656 | 23.0656 | 22.2531 | 22.6513 | 0 | 0 | 1027.9476 | 3075.417 | 3075.417 | 3075.417 | 3075.417 | 2967.084 | 3020.1739 | 0 | 0 | 16 | 16 | 16 | 16 | 16 | 16 | 16 | 0 | 0 | 3.5 | 3.5 | 3.5 | 3.5 | 3.5 | 3.5 | 3.5 | 0 | 0 | 62.2122 | 62.0691 | 59.0518 | 60.0917 | 60.8819 | 60.7272 | 136.29 |  |  | 377.5 | 377.5 | 377.5 | 377.5 | 377.5 | 377.5 | 377.5 |  |  | 31.08% | 93% | 93% | 93% | 93% | 89.72% | 91.33% | [9 empty] | 0 | 0 | 0 | 0 | 0 | 0 | 0 | 0 | 0 | 0 | 0 | 0 | 0 | Existing & Under Const. Plant
| 16 | TT1PP | SouthEast Ghana Group | Oil/Gas | Oil/Gas Combustion | 0 | 0 | 0 | 0 | 0 | 0 | 0 | 0 | 0 | 0 | 0 | 0 | 0 | 0 | 0 | 0 | 0 | 0 | 14.3 | 14.3 | 14.3 | 14.3 | 14.3 | 14.3 | 14.3 | 14.3 | 14.3 | 0 | 0 | 0 | 0 | 0 | 0 | 0 | 0 | 0 | 0 | 0 | 0 | 0 | 0 | 0 | 0 | 0 | 0 | 100 | 100 | 100 | 100 | 100 | 100 | 100 | 100 | 100 | 0% | 0% | 0% | 0% | 0% | 0% | 0% | 0% | 0% | [9 empty] | 0 | 0 | 0 | 0 | 0 | 0 | 0 | 0 | 0 | 0 | 0 | 0 | 0 | Existing & Under Const. Plant
| 17 | KTPP | SouthEast Ghana Group | Oil/Gas | Oil/Gas Combustion | 0.85157 | 0 | 0 | 0 | 0 | 0 | 0 | 0 | 0 | 78.126 | 0 | 0 | 0 | 0 | 0 | 0 | 0 | 0 | 12.3 | 12.3 | 12.3 | 12.3 | 12.3 | 12.3 | 12.3 | 12.3 | 12.3 | 3.5 | 0 | 0 | 0 | 0 | 0 | 0 | 0 | 0 | 126.5585 | 0 | 0 | 0 | 0 | 0 | 0 | 0 | 0 | 200 | 200 | 200 | 200 | 200 | 200 | 200 | 200 | 200 | 4.459% | 0% | 0% | 0% | 0% | 0% | 0% | 0% | 0% | [9 empty] | 0 | 0 | 0 | 0 | 0 | 0 | 0 | 0 | 0 | 0 | 0 | 0 | 0 | Existing & Under Const. Plant
| 18 | Trojan 1 | SouthEast Ghana Group | Oil/Gas | Oil/Gas Combustion | 1.6793 | 0 | 0 | 0 | 0 | 0 | 0 | 0 | 0 | 198.9711 | 0 | 0 | 0 | 0 | 0 | 0 | 0 | 0 | 34 | 34 | 34 | 34 | 0 | 0 | 0 | 0 | 0 | 5.5 | 0 | 0 | 0 | 0 | 0 | 0 | 0 | 0 | 97.9957 | 0 | 0 | 0 | 0 | 0 | 0 | 0 | 0 | 24.96 | 24.96 | 24.96 | 24.96 | [5 empty] | 91% | 0% | 0% | 0% | [14 empty] | 0 | 0 | 0 | 0 | 0 | 0 | 0 | 0 | 0 | 0 | 0 | 0 | 0 | Existing & Under Const. Plant
| 19 | MRP | SouthEast Ghana Group | Oil/Gas | Oil/Gas Combustion | 0 | 0 | 0 | 0 | 0 | 0 | 0 | 0 | 0 | 0 | 0 | 0 | 0 | 0 | 0 | 0 | 0 | 0 | 12.5737 | 12.5737 | 12.5737 | 12.5737 | 12.5737 | 12.5737 | 12.5737 | 12.5737 | 12.5737 | 0 | 0 | 0 | 0 | 0 | 0 | 0 | 0 | 0 | 0 | 0 | 0 | 0 | 0 | 0 | 0 | 0 | 0 | 70 | 70 | 70 | 70 | 70 | 70 | 70 | 70 | 70 | 0% | 0% | 0% | 0% | 0% | 0% | 0% | 0% | 0% | [9 empty] | 0 | 0 | 0 | 0 | 0 | 0 | 0 | 0 | 0 | 0 | 0 | 0 | 0 | Existing & Under Const. Plant
| 20 | Safisana | SouthEast Ghana Group | Biogas | Biogas | 0.010052 | 0.010052 | 0.010052 | 0.010052 | 0.010052 | 0.010052 | 0.010052 | 0.010052 | 0.010052 | 0.7446 | 0.7446 | 0.7446 | 0.7446 | 0.7446 | 0.7446 | 0.7446 | 0.7446 | 0.7446 | 35 | 35 | 35 | 35 | 35 | 35 | 35 | 35 | 35 | 4.2 | 4.2 | 4.2 | 4.2 | 4.2 | 4.2 | 4.2 | 4.2 | 4.2 | 40.5 | 40.5 | 40.5 | 40.5 | 40.5 | 40.5 | 40.5 | 40.5 | 40.5 | 0.1 | 0.1 | 0.1 | 0.1 | 0.1 | 0.1 | 0.1 | 0.1 | 0.1 | 85% | 85% | 85% | 85% | 85% | 85% | 85% | 85% | 85% | [9 empty] | 0 | 0 | 0 | 0 | 0 | 0 | 0 | 0 | 0 | 0 | 0 | 0 | 0 | Existing & Under Const. Plant
| 21 | TT2PP | SouthEast Ghana Group | Gas | Gas Combustion Turbine | 0.4926 | 0 | 0 | 0 | 0 | 0 | 0 | 0 | 0 | 50.6791 | 0 | 0 | 0 | 0 | 0 | 0 | 0 | 0 | 12.1007 | 12.1007 | 12.1007 | 12.1007 | 12.1007 | 12.1007 | 12.1007 | 12.1007 | 12.1007 | 4.5 | 0 | 0 | 0 | 0 | 0 | 0 | 0 | 0 | 79.8984 | 0 | 0 | 0 | 0 | 0 | 0 | 0 | 0 | 45 | 45 | 45 | 45 | 45 | 45 | 45 | 45 | 45 | 12.86% | 0% | 0% | 0% | 0% | 0% | 0% | 0% | 0% | [9 empty] | 0 | 0 | 0 | 0 | 0 | 0 | 0 | 0 | 0 | 0 | 0 | 0 | 0 | Existing & Under Const. Plant
| 22 | SAPP 1 | SouthEast Ghana Group | Gas | Gas Combustion Turbine | 3.0668 | 0 | 0 | 0 | 0 | 0 | 0 | 0 | 0 | 328.699 | 0 | 0 | 0 | 0 | 0 | 0 | 0 | 0 | 11.83 | 11.83 | 11.83 | 11.83 | 11.83 | 11.83 | 11.83 | 11.83 | 11.83 | 4.5 | 0 | 0 | 0 | 0 | 0 | 0 | 0 | 0 | 76.6926 | 0 | 0 | 0 | 0 | 0 | 0 | 0 | 0 | 180 | 180 | 180 | 180 | 180 | 180 | 180 | 180 | 180 | 20.85% | 0% | 0% | 0% | 0% | 0% | 0% | 0% | 0% | [9 empty] | 0 | 0 | 0 | 0 | 0 | 0 | 0 | 0 | 0 | 0 | 0 | 0 | 0 | Existing & Under Const. Plant
| 23 | Trojan 3 | SouthEast Ghana Group | Gas | Gas Combustion Turbine | 0 | 0 | 0 | 0 | 0 | 0 | 0 | 0 | 0 | 0 | 0 | 0 | 0 | 0 | 0 | 0 | 0 | 0 | 0 | 34 | 34 | 34 | 0 | 0 | 0 | 0 | 0 | 0 | 0 | 0 | 0 | 0 | 0 | 0 | 0 | 0 | 0 | 0 | 0 | 0 | 0 | 0 | 0 | 0 | 0 | 0 | 49.92 | 49.92 | 49.92 | 0 | 0 | 0 | 0 | 0 | 0% | 0% | 0% | 0% | 0% | 0% | 0% | 0% | 0% | [9 empty] | 0 | 0 | 0 | 0 | 0 | 0 | 0 | 0 | 0 | 0 | 0 | 0 | 0 | Existing & Under Const. Plant
| 24 | Ameri_2016 | SouthWest Ghana Group | Gas | Gas Combustion Turbine | 0 | 0 | 0 | 0 | 0 | 0 | 0 | 0 | 0 | 0 | 0 | 0 | 0 | 0 | 0 | 0 | 0 | 0 | 14.54 | 14.54 | 14.54 | 14.54 | 0 | 0 | 0 | 0 | 0 | 0 | 0 | 0 | 0 | 0 | 0 | 0 | 0 | 0 | 0 | 0 | 0 | 0 | 0 | 0 | 0 | 0 | 0 | 230 | 230 | 230 | 230 | 0 | 0 | 0 | 0 | 0 | 0% | 0% | 0% | 0% | 0% | 0% | 0% | 0% | 0% | [9 empty] | 0 | 0 | 0 | 0 | 0 | 0 | 0 | 0 | 0 | 0 | 0 | 0 | 0 | Existing & Under Const. Plant
| 25 | Ameri_2021 | SouthWest Ghana Group | Gas | Gas Combustion Turbine | 0 | 0 | 0 | 0 | 0 | 0 | 0 | 0 | 0 | 0 | 0 | 0 | 0 | 0 | 0 | 0 | 0 | 0 | 0 | 0 | 0 | 0 | 14.54 | 14.54 | 14.54 | 14.54 | 14.54 | 0 | 0 | 0 | 0 | 0 | 0 | 0 | 0 | 0 | 0 | 0 | 0 | 0 | 0 | 0 | 0 | 0 | 0 | 0 | 0 | 0 | 0 | 230 | 230 | 230 | 230 | 230 | 0% | 0% | 0% | 0% | 0% | 0% | 0% | 0% | 0% | [9 empty] | 0 | 0 | 0 | 0 | 0 | 0 | 0 | 0 | 0 | 0 | 0 | 0 | 0 | Existing & Under Const. Plant
| 26 | Bui | Northern Ghana Group | Water | Hydro | 0 | 0 | 0 | 0 | 0 | 0 | 0 | 0 | 0 | 669.5864 | 669.5862 | 669.5864 | 669.5866 | 660.776 | 660.7762 | 639.6312 | 614.9626 | 614.9622 | 27.74 | 27.74 | 27.74 | 27.74 | 27.74 | 27.74 | 27.74 | 27.74 | 27.74 | 1.63 | 1.63 | 1.63 | 1.63 | 1.63 | 1.63 | 1.63 | 1.63 | 1.63 | 0 | 0 | 0 | 0 | 0 | 0 | 0 | 0 | 0 | 330 | 330 | 330 | 330 | 330 | 330 | 330 | 330 | 330 | 23.16% | 23.16% | 23.16% | 23.16% | 22.86% | 22.86% | 22.13% | 21.27% | 21.27% | [9 empty] | 0 | 0 | 0 | 0 | 0 | 0 | 0 | 0 | 0 | 0 | 0 | 0 | 0 | Existing & Under Const. Plant
| 27 | Akosombo | SouthEast Ghana Group | Water | Hydro | 0 | 0 | 0 | 0 | 0 | 0 | 0 | 0 | 0 | 3681.6907 | 3681.689 | 4016.389 | 4016.3894 | 4245.5406 | 4245.5407 | 3791.3374 | 3261.433 | 3261.4326 | 9.16 | 9.16 | 9.16 | 9.16 | 9.16 | 9.16 | 9.16 | 9.16 | 9.16 | 0.98 | 0.98 | 0.98 | 0.98 | 0.98 | 0.98 | 0.98 | 0.98 | 0.98 | 0 | 0 | 0 | 0 | 0 | 0 | 0 | 0 | 0 | 900 | 900 | 900 | 900 | 900 | 900 | 900 | 900 | 900 | 46.7% | 46.7% | 50.94% | 50.94% | 53.85% | 53.85% | 48.09% | 41.37% | 41.37% | [9 empty] | 0 | 0 | 0 | 0 | 0 | 0 | 0 | 0 | 0 | 0 | 0 | 0 | 0 | Existing & Under Const. Plant
| 28 | Kpong | SouthEast Ghana Group | Water | Hydro | 0 | 0 | 0 | 0 | 0 | 0 | 0 | 0 | 0 | 722.7073 | 722.7074 | 788.4081 | 788.4081 | 833.861 | 833.8611 | 745.8932 | 643.2642 | 643.2642 | 9.16 | 9.16 | 9.16 | 9.16 | 9.16 | 9.16 | 9.16 | 9.16 | 9.16 | 0.98 | 0.98 | 0.98 | 0.98 | 0.98 | 0.98 | 0.98 | 0.98 | 0.98 | 0 | 0 | 0 | 0 | 0 | 0 | 0 | 0 | 0 | 140 | 140 | 140 | 140 | 140 | 140 | 140 | 140 | 140 | 58.93% | 58.93% | 64.29% | 64.29% | 67.99% | 67.99% | 60.82% | 52.45% | 52.45% | [9 empty] | 0 | 0 | 0 | 0 | 0 | 0 | 0 | 0 | 0 | 0 | 0 | 0 | 0 | Existing & Under Const. Plant
| 29 | Cote d'Ivoire Dummy | Cote d'Ivoire | Water | Hydro | 0 | 0 | 0 | 0 | 0 | 0 | 0 | 0 | 0 | 814.6797 | 814.68 | 814.6801 | 814.6803 | 814.6798 | 814.68 | 814.6801 | 814.6802 | 814.6799 | 0 | 0 | 0 | 0 | 0 | 0 | 0 | 0 | 0 | 10 | 10 | 10 | 10 | 10 | 10 | 10 | 10 | 10 | 0 | 0 | 0 | 0 | 0 | 0 | 0 | 0 | 0 | 150 | 150 | 150 | 150 | 150 | 150 | 150 | 150 | 150 | 62% | 62% | 62% | 62% | 62% | 62% | 62% | 62% | 62% | [9 empty] | 0 | 0 | 0 | 0 | 0 | 0 | 0 | 0 | 0 | 0 | 0 | 0 | 0 | Existing & Under Const. Plant
| 30 | Burkina Dummy | Burkina Group | Water | Hydro | 0 | 0 | 0 | 0 | 0 | 0 | 0 | 0 | 0 | 0.438 | 0.438 | 0.438 | 0.438 | 4.818 | 4.818 | 4.818 | 4.818 | 4.818 | 0 | 0 | 0 | 0 | 0 | 0 | 0 | 0 | 0 | 10 | 10 | 10 | 10 | 10 | 10 | 10 | 10 | 10 | 0 | 0 | 0 | 0 | 0 | 0 | 0 | 0 | 0 | 10 | 10 | 10 | 10 | 110 | 110 | 110 | 110 | 110 | 0.5% | 0.5% | 0.5% | 0.5% | 0.5% | 0.5% | 0.5% | 0.5% | 0.5% | [9 empty] | 0 | 0 | 0 | 0 | 0 | 0 | 0 | 0 | 0 | 0 | 0 | 0 | 0 | Existing & Under Const. Plant
| 31 | VRA Solar | Northern Ghana Group | Sun | Solar PV | 0 | 0 | 0 | 0 | 0 | 0 | 0 | 0 | 0 | 2.7132 | 2.7132 | 2.7132 | 2.7132 | 2.7132 | 2.7132 | 2.7132 | 2.7132 | 2.7132 | 0 | 0 | 0 | 0 | 0 | 0 | 0 | 0 | 0 | 0 | 0 | 0 | 0 | 0 | 0 | 0 | 0 | 0 | 0 | 0 | 0 | 0 | 0 | 0 | 0 | 0 | 0 | 1.8 | 1.8 | 1.8 | 1.8 | 1.8 | 1.8 | 1.8 | 1.8 | 1.8 | 17.21% | 17.21% | 17.21% | 17.21% | 17.21% | 17.21% | 17.21% | 17.21% | 17.21% | [9 empty] | 0 | 0 | 0 | 0 | 0 | 0 | 0 | 0 | 0 | 0 | 0 | 0 | 0 | Existing & Under Const. Plant
| 32 | BXC Solar | SouthEast Ghana Group | Sun | Solar PV | 0 | 0 | 0 | 0 | 0 | 0 | 0 | 0 | 0 | 24.0159 | 24.0159 | 24.0159 | 24.0159 | 24.0159 | 24.0159 | 24.0159 | 24.0159 | 0 | 0 | 0 | 0 | 0 | 0 | 0 | 0 | 0 | 0 | 0 | 0 | 0 | 0 | 0 | 0 | 0 | 0 | 0 | 0 | 0 | 0 | 0 | 0 | 0 | 0 | 0 | 0 | 18 | 18 | 18 | 18 | 18 | 18 | 18 | 18 | 0 | 15.23% | 15.23% | 15.23% | 15.23% | 15.23% | 15.23% | 15.23% | 15.23% | 0% | [9 empty] | 0 | 0 | 0 | 0 | 0 | 0 | 0 | 0 | 0 | 0 | 0 | 0 | 0 | Existing & Under Const. Plant
| 34 | NORT BIOGAS 2020 | Northern Ghana Group | Biogas | Biogas | 0 | 0 | 0 | 0 | 0 | 0 | 0.57846 | 0.57846 | 0.57846 | 0 | 0 | 0 | 0 | 0 | 0 | 32.1369 | 32.1369 | 32.1369 | 0 | 0 | 0 | 0 | 0 | 0 | 410.32 | 410.32 | 410.32 | 0 | 0 | 0 | 0 | 0 | 0 | 5.5 | 5.5 | 5.5 | 0 | 0 | 0 | 0 | 0 | 0 | 54 | 54 | 54 | 0 | 0 | 0 | 0 | 0 | 0 | 4.316 | 4.316 | 4.316 | 0% | 0% | 0% | 0% | 0% | 0% | 85% | 85% | 85% | [9 empty] | 0 | 0 | 0 | 0 | 0 | 0 | 0 | 0 | 0 | 0 | 0 | 0 | 0 | Unplanned Build | Potential Build Biogas2020
| 41 | SOUT COAL STEAM TURBINE 2026 | SouthWest Ghana Group | Coal | Coal Steam Turbine | 0 | 0 | 0 | 0 | 0 | 29.6939 | 29.6939 | 29.6939 | 29.6939 | 0 | 0 | 0 | 0 | 0 | 3374.3053 | 3374.3075 | 3374.3067 | 3374.3082 | 0 | 0 | 0 | 0 | 0 | 65 | 65 | 65 | 65 | 0 | 0 | 0 | 0 | 0 | 6.034 | 6.034 | 6.034 | 6.034 | 0 | 0 | 0 | 0 | 0 | 47.4731 | 48.0507 | 49.6313 | 51.0998 | 0 | 0 | 0 | 0 | 0 | 453.17 | 453.17 | 453.17 | 453.17 | 0% | 0% | 0% | 0% | 0% | 85% | 85% | 85% | 85% | 0 | 0 | 0 | 0 | 0 | 1429.2982 | 0 | 0 | 0 | 0 | 0 | 0 | 0 | 0 | 606.162 | 0 | 0 | 0 | 666.7781 | 666.7781 | 1429.2982 | 1572.228 | Unplanned Build | Potential Build Coal2026
| 43 | SOUT COMBINED CYCLE 2020 | SouthWest Ghana Group | Oil/Gas | Oil/Gas Combined Cycle | 0 | 0 | 0 | 0 | 0 | 0 | 0 | 0 | 17.9411 | 0 | 0 | 0 | 0 | 0 | 0 | 0 | 0 | 2474.6387 | 0 | 0 | 0 | 0 | 0 | 0 | 0 | 0 | 15 | 0 | 0 | 0 | 0 | 0 | 0 | 0 | 0 | 3.48 | 0 | 0 | 0 | 0 | 0 | 0 | 0 | 0 | 131.747 | 0 | 0 | 0 | 0 | 0 | 0 | 0 | 0 | 313.881 | 0% | 0% | 0% | 0% | 0% | 0% | 0% | 0% | 90% | 0 | 0 | 0 | 0 | 0 | 0 | 0 | 0 | 326.7501 | 0 | 0 | 0 | 0 | 0 | 0 | 0 | 0 | 40.1399 | 0 | 0 | 0 | 0 | Unplanned Build | Potential Build Oil/Gas Combined Cycle2020
| 52 | NORT HYDRO SMALL 2026 | Northern Ghana Group | Water | Hydro | 0 | 0 | 0 | 0 | 0 | 0 | 0 | 0 | 0 | 0 | 0 | 0 | 0 | 0 | 182.11 | 182.11 | 182.11 | 182.11 | 0 | 0 | 0 | 0 | 0 | 45 | 45 | 45 | 45 | 0 | 0 | 0 | 0 | 0 | 3 | 3 | 3 | 3 | 0 | 0 | 0 | 0 | 0 | 0 | 0 | 0 | 0 | 0 | 0 | 0 | 0 | 0 | 57.5469 | 57.5469 | 57.5469 | 57.5469 | 0% | 0% | 0% | 0% | 0% | 36.12% | 36.12% | 36.12% | 36.12% | 0 | 0 | 0 | 0 | 0 | 276.2251 | 0 | 0 | 0 | 0 | 0 | 0 | 0 | 0 | 117.1464 | 0 | 0 | 0 | 128.8611 | 128.8611 | 276.2251 | 303.8476 | Unplanned Build | Potential Build Hydro Small2026NORT
| 54 | ASHA INTERRUPTIBLE 2016 | Ashanti Group | Interruptible | Interruptible | 0 | 0 | 0 | 0 | 0 | 0 | 0 | 0 | 0 | 0 | 0 | 0 | 0 | 0 | 0 | 0 | 0 | 0 | 0 | 0 | 0 | 0 | 0 | 0 | 0 | 0 | 0 | 0 | 0 | 0 | 0 | 0 | 0 | 0 | 0 | 0 | 0 | 0 | 0 | 0 | 0 | 0 | 0 | 0 | 0 | 129.301 | 212.753 | 0 | 0 | 0 | 0 | 0 | 0 | 0 | 0% | 0% | 0% | 0% | 0% | 0% | 0% | 0% | 0% | [9 empty] | 0 | 0 | 0 | 0 | 0 | 0 | 0 | 0 | 0 | 0 | 0 | 0 | 0 | Unplanned Build | Potential Build Interruptible2016
| 62 | SOUT NUCLEAR 2030 | SouthWest Ghana Group | Uranium | Nuclear | 0 | 0 | 0 | 0 | 0 | 0 | 0 | 49.3124 | 49.3124 | 0 | 0 | 0 | 0 | 0 | 0 | 0 | 4787.6116 | 4787.6116 | 0 | 0 | 0 | 0 | 0 | 0 | 0 | 100 | 100 | 0 | 0 | 0 | 0 | 0 | 0 | 0 | 2.3 | 2.3 | 0 | 0 | 0 | 0 | 0 | 0 | 0 | 13.4147 | 13.4147 | 0 | 0 | 0 | 0 | 0 | 0 | 0 | 575.296 | 575.296 | 0% | 0% | 0% | 0% | 0% | 0% | 0% | 95% | 95% | 0 | 0 | 0 | 0 | 0 | 0 | 0 | 3585.82 | 0 | 0 | 0 | 0 | 0 | 0 | 0 | 0 | 709.4354 | 0 | 0 | 780.3789 | 0 | 3944.402 | Unplanned Build | Potential Build Nuclear2030
| 63 | ASHA SOLAR PV 2020 | Ashanti Group | Sun | Solar PV | 0 | 0 | 0 | 0 | 0 | 0 | 0 | 0 | 0 | 0 | 0 | 0 | 6.3375 | 19.0126 | 19.0126 | 19.0126 | 19.0126 | 19.0126 | 0 | 0 | 0 | 24.8 | 24.8 | 24.8 | 24.8 | 24.8 | 24.8 | 0 | 0 | 0 | 0 | 0 | 0 | 0 | 0 | 0 | 0 | 0 | 0 | 0 | 0 | 0 | 0 | 0 | 0 | 0 | 0 | 0 | 5 | 15 | 15 | 15 | 15 | 15 | 0% | 0% | 0% | 14.47% | 14.47% | 14.47% | 14.47% | 14.47% | 14.47% | 0 | 0 | 0 | 6.2149 | 12.4297 | 0 | 0 | 0 | 0 | 0 | 0 | 0 | 4.2448 | 7.0163 | 0 | 0 | 0 | 0 | 12.3872 | 12.3872 | 18.6446 | 20.509 | Unplanned Build | Potential Build Solar PV2020
| 64 | ASHA SOLAR PV 2026 | Ashanti Group | Sun | Solar PV | 0 | 0 | 0 | 0 | 0 | 0 | 0 | 0 | 0 | 0 | 0 | 0 | 0 | 0 | 12.6751 | 38.0252 | 38.0252 | 38.0252 | 0 | 0 | 0 | 0 | 0 | 24.8 | 24.8 | 24.8 | 24.8 | 0 | 0 | 0 | 0 | 0 | 0 | 0 | 0 | 0 | 0 | 0 | 0 | 0 | 0 | 0 | 0 | 0 | 0 | 0 | 0 | 0 | 0 | 0 | 10 | 30 | 30 | 30 | 0% | 0% | 0% | 0% | 0% | 14.47% | 14.47% | 14.47% | 14.47% | 0 | 0 | 0 | 0 | 0 | 10.2003 | 20.4006 | 0 | 0 | 0 | 0 | 0 | 0 | 0 | 4.3259 | 6.5003 | 0 | 0 | 4.7585 | 11.9088 | 10.2003 | 33.661 | Unplanned Build | Potential Build Solar PV2026
| 65 | ASHA SOLAR PV 2035 | Ashanti Group | Sun | Solar PV | 0 | 0 | 0 | 0 | 0 | 0 | 0 | 0 | 0 | 0 | 0 | 0 | 0 | 0 | 0 | 0 | 12.6751 | 69.7128 | 0 | 0 | 0 | 0 | 0 | 0 | 0 | 25 | 25 | 0 | 0 | 0 | 0 | 0 | 0 | 0 | 0 | 0 | 0 | 0 | 0 | 0 | 0 | 0 | 0 | 0 | 0 | 0 | 0 | 0 | 0 | 0 | 0 | 0 | 10 | 55 | 0% | 0% | 0% | 0% | 0% | 0% | 0% | 14.47% | 14.47% | 0 | 0 | 0 | 0 | 0 | 0 | 0 | 14.4947 | 65.2261 | 0 | 0 | 0 | 0 | 0 | 0 | 0 | 2.8677 | 8.0128 | 0 | 3.1545 | 0 | 15.9441 | Unplanned Build | Potential Build Solar PV2035
| 66 | SOUT SOLAR PV 2020 | SouthWest Ghana Group | Sun | Solar PV | 0 | 0 | 0 | 0 | 0 | 0 | 0 | 0 | 0 | 0 | 0 | 0 | 0 | 12.6751 | 12.6751 | 12.6751 | 12.6751 | 12.6751 | 0 | 0 | 0 | 0 | 24.8 | 24.8 | 24.8 | 24.8 | 24.8 | 0 | 0 | 0 | 0 | 0 | 0 | 0 | 0 | 0 | 0 | 0 | 0 | 0 | 0 | 0 | 0 | 0 | 0 | 0 | 0 | 0 | 0 | 10 | 10 | 10 | 10 | 10 | 0% | 0% | 0% | 0% | 14.47% | 14.47% | 14.47% | 14.47% | 14.47% | 0 | 0 | 0 | 0 | 12.4297 | 0 | 0 | 0 | 0 | 0 | 0 | 0 | 0 | 7.0163 | 0 | 0 | 0 | 0 | 7.7179 | 7.7179 | 12.4297 | 13.6727 | Unplanned Build | Potential Build Solar PV2020
| 67 | SOUT SOLAR PV 2026 | SouthWest Ghana Group | Sun | Solar PV | 0 | 0 | 0 | 0 | 0 | 0 | 0 | 0 | 0 | 0 | 0 | 0 | 0 | 0 | 12.6751 | 25.3501 | 25.3501 | 25.3501 | 0 | 0 | 0 | 0 | 0 | 24.8 | 24.8 | 24.8 | 24.8 | 0 | 0 | 0 | 0 | 0 | 0 | 0 | 0 | 0 | 0 | 0 | 0 | 0 | 0 | 0 | 0 | 0 | 0 | 0 | 0 | 0 | 0 | 0 | 10 | 20 | 20 | 20 | 0% | 0% | 0% | 0% | 0% | 14.47% | 14.47% | 14.47% | 14.47% | 0 | 0 | 0 | 0 | 0 | 10.2003 | 10.2003 | 0 | 0 | 0 | 0 | 0 | 0 | 0 | 4.3259 | 3.2501 | 0 | 0 | 4.7585 | 8.3337 | 10.2003 | 22.4407 | Unplanned Build | Potential Build Solar PV2026
| 68 | SOUT SOLAR PV 2035 | SouthWest Ghana Group | Sun | Solar PV | 0 | 0 | 0 | 0 | 0 | 0 | 0 | 0 | 0 | 0 | 0 | 0 | 0 | 0 | 0 | 0 | 12.6751 | 57.0377 | 0 | 0 | 0 | 0 | 0 | 0 | 0 | 25 | 25 | 0 | 0 | 0 | 0 | 0 | 0 | 0 | 0 | 0 | 0 | 0 | 0 | 0 | 0 | 0 | 0 | 0 | 0 | 0 | 0 | 0 | 0 | 0 | 0 | 0 | 10 | 45 | 0% | 0% | 0% | 0% | 0% | 0% | 0% | 14.47% | 14.47% | 0 | 0 | 0 | 0 | 0 | 0 | 0 | 14.4947 | 50.7314 | 0 | 0 | 0 | 0 | 0 | 0 | 0 | 2.8677 | 6.2321 | 0 | 3.1545 | 0 | 15.9441 | Unplanned Build | Potential Build Solar PV2035
| 69 | NORT SOLAR PV 2018 | Northern Ghana Group | Sun | Solar PV | 0 | 0 | 0 | 0 | 0 | 0 | 0 | 0 | 0 | 0 | 0 | 67.5263 | 67.5263 | 67.5263 | 67.5263 | 67.5263 | 67.5263 | 67.5263 | 0 | 0 | 24.8 | 24.8 | 24.8 | 24.8 | 24.8 | 24.8 | 24.8 | 0 | 0 | 0 | 0 | 0 | 0 | 0 | 0 | 0 | 0 | 0 | 0 | 0 | 0 | 0 | 0 | 0 | 0 | 0 | 0 | 47.1565 | 47.1565 | 47.1565 | 47.1565 | 47.1565 | 47.1565 | 47.1565 | 0% | 0% | 16.35% | 16.35% | 16.35% | 16.35% | 16.35% | 16.35% | 16.35% | 0 | 0 | 58.6155 | 0 | 0 | 0 | 0 | 0 | 0 | 0 | 0 | 44.0387 | 0 | 0 | 0 | 0 | 0 | 0 | 48.4426 | 48.4426 | 58.6155 | 64.4771 | Unplanned Build | Potential Build Solar PV2018
| 70 | NORT SOLAR PV 2020 | Northern Ghana Group | Sun | Solar PV | 0 | 0 | 0 | 0 | 0 | 0 | 0 | 0 | 0 | 0 | 0 | 0 | 71.598 | 214.7941 | 214.7941 | 214.7941 | 214.7941 | 214.7941 | 0 | 0 | 0 | 24.8 | 24.8 | 24.8 | 24.8 | 24.8 | 24.8 | 0 | 0 | 0 | 0 | 0 | 0 | 0 | 0 | 0 | 0 | 0 | 0 | 0 | 0 | 0 | 0 | 0 | 0 | 0 | 0 | 0 | 50 | 150 | 150 | 150 | 150 | 150 | 0% | 0% | 0% | 16.35% | 16.35% | 16.35% | 16.35% | 16.35% | 16.35% | 0 | 0 | 0 | 62.1486 | 124.2972 | 0 | 0 | 0 | 0 | 0 | 0 | 0 | 42.4483 | 70.1625 | 0 | 0 | 0 | 0 | 123.8719 | 123.8719 | 186.4458 | 205.0904 | Unplanned Build | Potential Build Solar PV2020
| 71 | NORT SOLAR PV 2023 | Northern Ghana Group | Sun | Solar PV | 0 | 0 | 0 | 0 | 0 | 0 | 0 | 0 | 0 | 0 | 0 | 0 | 0 | 71.598 | 143.1961 | 143.1961 | 143.1961 | 143.1961 | 0 | 0 | 0 | 0 | 24.8 | 24.8 | 24.8 | 24.8 | 24.8 | 0 | 0 | 0 | 0 | 0 | 0 | 0 | 0 | 0 | 0 | 0 | 0 | 0 | 0 | 0 | 0 | 0 | 0 | 0 | 0 | 0 | 0 | 50 | 100 | 100 | 100 | 100 | 0% | 0% | 0% | 0% | 16.35% | 16.35% | 16.35% | 16.35% | 16.35% | 0 | 0 | 0 | 0 | 58.31 | 58.31 | 0 | 0 | 0 | 0 | 0 | 0 | 0 | 32.9145 | 24.7291 | 0 | 0 | 0 | 63.408 | 63.408 | 116.62 | 128.282 | Unplanned Build | Potential Build Solar PV2023
| 72 | NORT SOLAR PV 2026 | Northern Ghana Group | Sun | Solar PV | 0 | 0 | 0 | 0 | 0 | 0 | 0 | 0 | 0 | 0 | 0 | 0 | 0 | 0 | 71.598 | 214.7941 | 214.7941 | 214.7941 | 0 | 0 | 0 | 0 | 0 | 24.8 | 24.8 | 24.8 | 24.8 | 0 | 0 | 0 | 0 | 0 | 0 | 0 | 0 | 0 | 0 | 0 | 0 | 0 | 0 | 0 | 0 | 0 | 0 | 0 | 0 | 0 | 0 | 0 | 50 | 150 | 150 | 150 | 0% | 0% | 0% | 0% | 0% | 16.35% | 16.35% | 16.35% | 16.35% | 0 | 0 | 0 | 0 | 0 | 51.0016 | 102.0031 | 0 | 0 | 0 | 0 | 0 | 0 | 0 | 21.6296 | 32.5013 | 0 | 0 | 23.7926 | 59.5441 | 51.0016 | 168.3052 | Unplanned Build | Potential Build Solar PV2026
| 73 | NORT SOLAR PV 2030 | Northern Ghana Group | Sun | Solar PV | 0 | 0 | 0 | 0 | 0 | 0 | 0 | 0 | 0 | 0 | 0 | 0 | 0 | 0 | 0 | 35.799 | 178.9951 | 178.9951 | 0 | 0 | 0 | 0 | 0 | 0 | 24.8 | 24.8 | 24.8 | 0 | 0 | 0 | 0 | 0 | 0 | 0 | 0 | 0 | 0 | 0 | 0 | 0 | 0 | 0 | 0 | 0 | 0 | 0 | 0 | 0 | 0 | 0 | 0 | 25 | 125 | 125 | 0% | 0% | 0% | 0% | 0% | 0% | 16.35% | 16.35% | 16.35% | 0 | 0 | 0 | 0 | 0 | 0 | 23.5918 | 94.3672 | 0 | 0 | 0 | 0 | 0 | 0 | 0 | 7.5171 | 18.67 | 0 | 0 | 28.8058 | 0 | 129.7548 | Unplanned Build | Potential Build Solar PV2030
| 74 | NORT SOLAR PV 2035 | Northern Ghana Group | Sun | Solar PV | 0 | 0 | 0 | 0 | 0 | 0 | 0 | 0 | 0 | 0 | 0 | 0 | 0 | 0 | 0 | 0 | 71.598 | 429.5883 | 0 | 0 | 0 | 0 | 0 | 0 | 0 | 24.8 | 24.8 | 0 | 0 | 0 | 0 | 0 | 0 | 0 | 0 | 0 | 0 | 0 | 0 | 0 | 0 | 0 | 0 | 0 | 0 | 0 | 0 | 0 | 0 | 0 | 0 | 0 | 50 | 300 | 0% | 0% | 0% | 0% | 0% | 0% | 0% | 16.35% | 16.35% | 0 | 0 | 0 | 0 | 0 | 0 | 0 | 72.4734 | 362.367 | 0 | 0 | 0 | 0 | 0 | 0 | 0 | 14.3385 | 44.5153 | 0 | 15.7723 | 0 | 79.7207 | Unplanned Build | Potential Build Solar PV2035
| 76 | SOUT SOLAR PV 2020 | SouthEast Ghana Group | Sun | Solar PV | 0 | 0 | 0 | 0 | 0 | 0 | 0 | 0 | 0 | 0 | 0 | 0 | 0 | 63.3753 | 63.3753 | 63.3753 | 63.3753 | 63.3753 | 0 | 0 | 0 | 0 | 24.8 | 24.8 | 24.8 | 24.8 | 24.8 | 0 | 0 | 0 | 0 | 0 | 0 | 0 | 0 | 0 | 0 | 0 | 0 | 0 | 0 | 0 | 0 | 0 | 0 | 0 | 0 | 0 | 0 | 50 | 50 | 50 | 50 | 50 | 0% | 0% | 0% | 0% | 14.47% | 14.47% | 14.47% | 14.47% | 14.47% | 0 | 0 | 0 | 0 | 62.1486 | 0 | 0 | 0 | 0 | 0 | 0 | 0 | 0 | 35.0813 | 0 | 0 | 0 | 0 | 38.5894 | 38.5894 | 62.1486 | 68.3635 | Unplanned Build | Potential Build Solar PV2020
| 77 | SOUT SOLAR PV 2026 | SouthEast Ghana Group | Sun | Solar PV | 0 | 0 | 0 | 0 | 0 | 0 | 0 | 0 | 0 | 0 | 0 | 0 | 0 | 0 | 31.6876 | 221.8134 | 221.8134 | 221.8134 | 0 | 0 | 0 | 0 | 0 | 24.8 | 24.8 | 24.8 | 24.8 | 0 | 0 | 0 | 0 | 0 | 0 | 0 | 0 | 0 | 0 | 0 | 0 | 0 | 0 | 0 | 0 | 0 | 0 | 0 | 0 | 0 | 0 | 0 | 25 | 175 | 175 | 175 | 0% | 0% | 0% | 0% | 0% | 14.47% | 14.47% | 14.47% | 14.47% | 0 | 0 | 0 | 0 | 0 | 25.5008 | 153.0047 | 0 | 0 | 0 | 0 | 0 | 0 | 0 | 10.8148 | 48.752 | 0 | 0 | 11.8963 | 65.5235 | 25.5008 | 196.3561 | Unplanned Build | Potential Build Solar PV2026
| 78 | SOUT SOLAR PV 2035 | SouthEast Ghana Group | Sun | Solar PV | 0 | 0 | 0 | 0 | 0 | 0 | 0 | 0 | 0 | 0 | 0 | 0 | 0 | 0 | 0 | 0 | 63.3753 | 285.1886 | 0 | 0 | 0 | 0 | 0 | 0 | 0 | 25 | 25 | 0 | 0 | 0 | 0 | 0 | 0 | 0 | 0 | 0 | 0 | 0 | 0 | 0 | 0 | 0 | 0 | 0 | 0 | 0 | 0 | 0 | 0 | 0 | 0 | 0 | 50 | 225 | 0% | 0% | 0% | 0% | 0% | 0% | 0% | 14.47% | 14.47% | 0 | 0 | 0 | 0 | 0 | 0 | 0 | 72.4734 | 253.6569 | 0 | 0 | 0 | 0 | 0 | 0 | 0 | 14.3385 | 31.1607 | 0 | 15.7723 | 0 | 79.7207 | Unplanned Build | Potential Build Solar PV2035
| 80 | SOUT SOLAR PV 2020 | SouthWest Ghana Group | Sun | Solar PV | 0 | 0 | 0 | 0 | 0 | 0 | 0 | 0 | 0 | 0 | 0 | 0 | 0 | 38.0252 | 76.0503 | 76.0503 | 76.0503 | 76.0503 | 0 | 0 | 0 | 0 | 24.8 | 24.8 | 24.8 | 24.8 | 24.8 | 0 | 0 | 0 | 0 | 0 | 0 | 0 | 0 | 0 | 0 | 0 | 0 | 0 | 0 | 0 | 0 | 0 | 0 | 0 | 0 | 0 | 0 | 30 | 60 | 60 | 60 | 60 | 0% | 0% | 0% | 0% | 14.47% | 14.47% | 14.47% | 14.47% | 14.47% | 0 | 0 | 0 | 0 | 37.2892 | 37.2892 | 0 | 0 | 0 | 0 | 0 | 0 | 0 | 21.0488 | 15.8142 | 0 | 0 | 0 | 40.5493 | 40.5493 | 74.5783 | 82.0362 | Unplanned Build | Potential Build Solar PV2020
| 81 | SOUT SOLAR PV 2026 | SouthWest Ghana Group | Sun | Solar PV | 0 | 0 | 0 | 0 | 0 | 0 | 0 | 0 | 0 | 0 | 0 | 0 | 0 | 0 | 25.3501 | 126.7505 | 126.7505 | 126.7505 | 0 | 0 | 0 | 0 | 0 | 24.8 | 24.8 | 24.8 | 24.8 | 0 | 0 | 0 | 0 | 0 | 0 | 0 | 0 | 0 | 0 | 0 | 0 | 0 | 0 | 0 | 0 | 0 | 0 | 0 | 0 | 0 | 0 | 0 | 20 | 100 | 100 | 100 | 0% | 0% | 0% | 0% | 0% | 14.47% | 14.47% | 14.47% | 14.47% | 0 | 0 | 0 | 0 | 0 | 20.4006 | 81.6025 | 0 | 0 | 0 | 0 | 0 | 0 | 0 | 8.6519 | 26.0011 | 0 | 0 | 9.517 | 38.1182 | 20.4006 | 112.2035 | Unplanned Build | Potential Build Solar PV2026
| 82 | SOUT SOLAR PV 2035 | SouthWest Ghana Group | Sun | Solar PV | 0 | 0 | 0 | 0 | 0 | 0 | 0 | 0 | 0 | 0 | 0 | 0 | 0 | 0 | 0 | 0 | 12.6751 | 152.1006 | 0 | 0 | 0 | 0 | 0 | 0 | 0 | 25 | 25 | 0 | 0 | 0 | 0 | 0 | 0 | 0 | 0 | 0 | 0 | 0 | 0 | 0 | 0 | 0 | 0 | 0 | 0 | 0 | 0 | 0 | 0 | 0 | 0 | 0 | 10 | 120 | 0% | 0% | 0% | 0% | 0% | 0% | 0% | 14.47% | 14.47% | 0 | 0 | 0 | 0 | 0 | 0 | 0 | 14.4947 | 159.4415 | 0 | 0 | 0 | 0 | 0 | 0 | 0 | 2.8677 | 19.5867 | 0 | 3.1545 | 0 | 15.9441 | Unplanned Build | Potential Build Solar PV2035
| 83 | SOUT SOLAR PV 2020 | SouthEast Ghana Group | Sun | Solar PV | 0 | 0 | 0 | 0 | 0 | 0 | 0 | 0 | 0 | 0 | 0 | 0 | 1.8814 | 1.8814 | 1.8814 | 1.8814 | 1.8814 | 1.8814 | 0 | 0 | 0 | 24.8 | 24.8 | 24.8 | 24.8 | 24.8 | 24.8 | 0 | 0 | 0 | 0 | 0 | 0 | 0 | 0 | 0 | 0 | 0 | 0 | 0 | 0 | 0 | 0 | 0 | 0 | 0 | 0 | 0 | 1.4844 | 1.4844 | 1.4844 | 1.4844 | 1.4844 | 1.4844 | 0% | 0% | 0% | 14.47% | 14.47% | 14.47% | 14.47% | 14.47% | 14.47% | 0 | 0 | 0 | 1.845 | 0 | 0 | 0 | 0 | 0 | 0 | 0 | 0 | 1.2602 | 0 | 0 | 0 | 0 | 0 | 1.3862 | 1.3862 | 1.845 | 2.0295 | Unplanned Build | Potential Build Solar PV2020
| 84 | SOUT SOLAR PV 2026 | SouthEast Ghana Group | Sun | Solar PV | 0 | 0 | 0 | 0 | 0 | 0 | 0 | 0 | 0 | 0 | 0 | 0 | 0 | 0 | 12.6751 | 25.3501 | 25.3501 | 25.3501 | 0 | 0 | 0 | 0 | 0 | 24.8 | 24.8 | 24.8 | 24.8 | 0 | 0 | 0 | 0 | 0 | 0 | 0 | 0 | 0 | 0 | 0 | 0 | 0 | 0 | 0 | 0 | 0 | 0 | 0 | 0 | 0 | 0 | 0 | 10 | 20 | 20 | 20 | 0% | 0% | 0% | 0% | 0% | 14.47% | 14.47% | 14.47% | 14.47% | 0 | 0 | 0 | 0 | 0 | 10.2003 | 10.2003 | 0 | 0 | 0 | 0 | 0 | 0 | 0 | 4.3259 | 3.2501 | 0 | 0 | 4.7585 | 8.3337 | 10.2003 | 22.4407 | Unplanned Build | Potential Build Solar PV2026
| 85 | SOUT SOLAR PV 2035 | SouthEast Ghana Group | Sun | Solar PV | 0 | 0 | 0 | 0 | 0 | 0 | 0 | 0 | 0 | 0 | 0 | 0 | 0 | 0 | 0 | 0 | 12.6751 | 38.0252 | 0 | 0 | 0 | 0 | 0 | 0 | 0 | 25 | 25 | 0 | 0 | 0 | 0 | 0 | 0 | 0 | 0 | 0 | 0 | 0 | 0 | 0 | 0 | 0 | 0 | 0 | 0 | 0 | 0 | 0 | 0 | 0 | 0 | 0 | 10 | 30 | 0% | 0% | 0% | 0% | 0% | 0% | 0% | 14.47% | 14.47% | 0 | 0 | 0 | 0 | 0 | 0 | 0 | 14.4947 | 28.9894 | 0 | 0 | 0 | 0 | 0 | 0 | 0 | 2.8677 | 3.5612 | 0 | 3.1545 | 0 | 15.9441 | Unplanned Build | Potential Build Solar PV2035
| 87 | ASHA SOLAR PV WITH STORAGE 2026 | Ashanti Group | Sun + storage | Solar PV + Storage | 0 | 0 | 0 | 0 | 0 | 0 | 0 | 0 | 0 | 0 | 0 | 0 | 0 | 0 | 0 | 12.675 | 12.675 | 12.675 | 0 | 0 | 0 | 0 | 0 | 0 | 28 | 28 | 28 | 0 | 0 | 0 | 0 | 0 | 0 | 0 | 0 | 0 | 0 | 0 | 0 | 0 | 0 | 0 | 0 | 0 | 0 | 0 | 0 | 0 | 0 | 0 | 0 | 10 | 10 | 10 | 0% | 0% | 0% | 0% | 0% | 0% | 14.47% | 14.47% | 14.47% | 0 | 0 | 0 | 0 | 0 | 0 | 15.625 | 0 | 0 | 0 | 0 | 0 | 0 | 0 | 0 | 4.9786 | 0 | 0 | 0 | 5.4765 | 0 | 17.1875 | Unplanned Build | Potential Build Solar PV with storage2026
| 90 | SOUT SOLAR PV WITH STORAGE 2026 | SouthWest Ghana Group | Sun + storage | Solar PV + Storage | 0 | 0 | 0 | 0 | 0 | 0 | 0 | 0 | 0 | 0 | 0 | 0 | 0 | 0 | 0 | 6.3375 | 6.3375 | 6.3375 | 0 | 0 | 0 | 0 | 0 | 0 | 28 | 28 | 28 | 0 | 0 | 0 | 0 | 0 | 0 | 0 | 0 | 0 | 0 | 0 | 0 | 0 | 0 | 0 | 0 | 0 | 0 | 0 | 0 | 0 | 0 | 0 | 0 | 5 | 5 | 5 | 0% | 0% | 0% | 0% | 0% | 0% | 14.47% | 14.47% | 14.47% | 0 | 0 | 0 | 0 | 0 | 0 | 7.8125 | 0 | 0 | 0 | 0 | 0 | 0 | 0 | 0 | 2.4893 | 0 | 0 | 0 | 2.7382 | 0 | 8.5938 | Unplanned Build | Potential Build Solar PV with storage2026
| 93 | NORT SOLAR PV WITH STORAGE 2026 | Northern Ghana Group | Sun + storage | Solar PV + Storage | 0 | 0 | 0 | 0 | 0 | 0 | 0 | 0 | 0 | 0 | 0 | 0 | 0 | 0 | 0 | 63.3752 | 63.3752 | 63.3752 | 0 | 0 | 0 | 0 | 0 | 0 | 28 | 28 | 28 | 0 | 0 | 0 | 0 | 0 | 0 | 0 | 0 | 0 | 0 | 0 | 0 | 0 | 0 | 0 | 0 | 0 | 0 | 0 | 0 | 0 | 0 | 0 | 0 | 50 | 50 | 50 | 0% | 0% | 0% | 0% | 0% | 0% | 14.47% | 14.47% | 14.47% | 0 | 0 | 0 | 0 | 0 | 0 | 78.125 | 0 | 0 | 0 | 0 | 0 | 0 | 0 | 0 | 24.893 | 0 | 0 | 0 | 27.3823 | 0 | 85.9375 | Unplanned Build | Potential Build Solar PV with storage2026
| 96 | SOUT SOLAR PV WITH STORAGE 2026 | SouthEast Ghana Group | Sun + storage | Solar PV + Storage | 0 | 0 | 0 | 0 | 0 | 0 | 0 | 0 | 0 | 0 | 0 | 0 | 0 | 0 | 0 | 95.0629 | 95.0629 | 95.0629 | 0 | 0 | 0 | 0 | 0 | 0 | 28 | 28 | 28 | 0 | 0 | 0 | 0 | 0 | 0 | 0 | 0 | 0 | 0 | 0 | 0 | 0 | 0 | 0 | 0 | 0 | 0 | 0 | 0 | 0 | 0 | 0 | 0 | 75 | 75 | 75 | 0% | 0% | 0% | 0% | 0% | 0% | 14.47% | 14.47% | 14.47% | 0 | 0 | 0 | 0 | 0 | 0 | 117.1875 | 0 | 0 | 0 | 0 | 0 | 0 | 0 | 0 | 37.3395 | 0 | 0 | 0 | 41.0735 | 0 | 128.9062 | Unplanned Build | Potential Build Solar PV with storage2026
| 99 | SOUT SOLAR PV WITH STORAGE 2026 | SouthWest Ghana Group | Sun + storage | Solar PV + Storage | 0 | 0 | 0 | 0 | 0 | 0 | 0 | 0 | 0 | 0 | 0 | 0 | 0 | 0 | 0 | 50.7002 | 50.7002 | 50.7002 | 0 | 0 | 0 | 0 | 0 | 0 | 28 | 28 | 28 | 0 | 0 | 0 | 0 | 0 | 0 | 0 | 0 | 0 | 0 | 0 | 0 | 0 | 0 | 0 | 0 | 0 | 0 | 0 | 0 | 0 | 0 | 0 | 0 | 40 | 40 | 40 | 0% | 0% | 0% | 0% | 0% | 0% | 14.47% | 14.47% | 14.47% | 0 | 0 | 0 | 0 | 0 | 0 | 62.5 | 0 | 0 | 0 | 0 | 0 | 0 | 0 | 0 | 19.9144 | 0 | 0 | 0 | 21.9059 | 0 | 68.75 | Unplanned Build | Potential Build Solar PV with storage2026
| 102 | SOUT SOLAR PV WITH STORAGE 2026 | SouthEast Ghana Group | Sun + storage | Solar PV + Storage | 0 | 0 | 0 | 0 | 0 | 0 | 0 | 0 | 0 | 0 | 0 | 0 | 0 | 0 | 0 | 6.3375 | 6.3375 | 6.3375 | 0 | 0 | 0 | 0 | 0 | 0 | 28 | 28 | 28 | 0 | 0 | 0 | 0 | 0 | 0 | 0 | 0 | 0 | 0 | 0 | 0 | 0 | 0 | 0 | 0 | 0 | 0 | 0 | 0 | 0 | 0 | 0 | 0 | 5 | 5 | 5 | 0% | 0% | 0% | 0% | 0% | 0% | 14.47% | 14.47% | 14.47% | 0 | 0 | 0 | 0 | 0 | 0 | 7.8125 | 0 | 0 | 0 | 0 | 0 | 0 | 0 | 0 | 2.4893 | 0 | 0 | 0 | 2.7382 | 0 | 8.5938 | Unplanned Build | Potential Build Solar PV with storage2026
| 104 | SOUT WIND TURBINE 2020 | SouthEast Ghana Group | Wind | Wind | 0 | 0 | 0 | 0 | 0 | 0 | 0 | 0 | 0 | 0 | 0 | 0 | 175.1525 | 350.305 | 525.4575 | 525.4575 | 525.4575 | 525.4575 | 0 | 0 | 0 | 46.71 | 46.71 | 46.71 | 46.71 | 46.71 | 46.71 | 0 | 0 | 0 | 0 | 0 | 0 | 0 | 0 | 0 | 0 | 0 | 0 | 0 | 0 | 0 | 0 | 0 | 0 | 0 | 0 | 0 | 75 | 150 | 225 | 225 | 225 | 225 | 0% | 0% | 0% | 26.66% | 26.66% | 26.66% | 26.66% | 26.66% | 26.66% | 0 | 0 | 0 | 130.7634 | 130.7634 | 130.7634 | 0 | 0 | 0 | 0 | 0 | 0 | 89.3132 | 73.8125 | 55.4564 | 0 | 0 | 0 | 240.4404 | 240.4404 | 392.2902 | 431.5192 | Unplanned Build | Potential Build Wind2020
| 105 | SOUT WIND TURBINE 2026 | SouthEast Ghana Group | Wind | Wind | 0 | 0 | 0 | 0 | 0 | 0 | 0 | 0 | 0 | 0 | 0 | 0 | 0 | 0 | 175.1525 | 408.6892 | 525.4575 | 525.4575 | 0 | 0 | 0 | 0 | 0 | 46.71 | 46.71 | 46.71 | 46.71 | 0 | 0 | 0 | 0 | 0 | 0 | 0 | 0 | 0 | 0 | 0 | 0 | 0 | 0 | 0 | 0 | 0 | 0 | 0 | 0 | 0 | 0 | 0 | 75 | 175 | 225 | 225 | 0% | 0% | 0% | 0% | 0% | 26.66% | 26.66% | 26.66% | 26.66% | 0 | 0 | 0 | 0 | 0 | 81.4226 | 108.5635 | 54.2818 | 0 | 0 | 0 | 0 | 0 | 0 | 34.5311 | 34.5917 | 10.7394 | 0 | 37.9843 | 87.8484 | 81.4226 | 268.6947 | Unplanned Build | Potential Build Wind2026
| 106 | SOUT WIND TURBINE 2035 | SouthEast Ghana Group | Wind | Wind | 0 | 0 | 0 | 0 | 0 | 0 | 0 | 0 | 0 | 0 | 0 | 0 | 0 | 0 | 0 | 0 | 233.5367 | 233.5367 | 0 | 0 | 0 | 0 | 0 | 0 | 0 | 47 | 47 | 0 | 0 | 0 | 0 | 0 | 0 | 0 | 0 | 0 | 0 | 0 | 0 | 0 | 0 | 0 | 0 | 0 | 0 | 0 | 0 | 0 | 0 | 0 | 0 | 0 | 100 | 100 | 0% | 0% | 0% | 0% | 0% | 0% | 0% | 26.66% | 26.66% | 0 | 0 | 0 | 0 | 0 | 0 | 0 | 151.4787 | 0 | 0 | 0 | 0 | 0 | 0 | 0 | 0 | 29.9693 | 0 | 0 | 32.9662 | 0 | 166.6266 | Unplanned Build | Potential Build Wind2035
[6 empty] | 0 | 0 | 0 | 0 | 0 | 0 | 0 |  |  | 0 | 0 | 0 | 0 | 0 | 0 | 0 |  |  | 0 | 0 | 0 | 0 | 0 | 0 | 0 |  |  | 0 | 0 | 0 | 0 | 0 | 0 | 0 |  |  | 0 | 0 | 0 | 0 | 0 | 0 | 0 |  |  | 0 | 0 | 0 | 0 | 0 | 0 | 0 |  |  | 0 | 0 | 0 | 0 | 0 | 0 | 0

## LowREHighCost
Back to Contents | [77 empty] | 90.91% | 82.64% | 75.13% | 68.3% | 56.45% | 42.41% | 31.86% | 19.78% | 12.28% | Cap Cost NPV |  | Cap Cost -- no NPV
|  | Plant Name |  |  |  | FUEL CONSUMPTION | [8 empty] | GENERATION | [8 empty] | FOM (USD/kW-yr | [8 empty] | VOM (USD/MWh) | [8 empty] | Fuel Cost (USD/MWh) | [8 empty] | Available Capacity | [8 empty] | Capacity Factors | [8 empty] | Total Capital Cost | [8 empty] | Total Capital Cost (NPV) | [8 empty] | 1197.3006 | 2241.2007 | 2352.7676 | 6321.4146 | Unplanned? | Plant Name
| UnitID |  | Model Region | Fuel Type | Capacity Type | 2017 | 2018 | 2019 | 2020 | 2023 | 2026 | 2030 | 2035 | 2040 | 2017 | 2018 | 2019 | 2020 | 2023 | 2026 | 2030 | 2035 | 2040 | 2017 | 2018 | 2019 | 2020 | 2023 | 2026 | 2030 | 2035 | 2040 | 2017 | 2018 | 2019 | 2020 | 2023 | 2026 | 2030 | 2035 | 2040 | 2017 | 2018 | 2019 | 2020 | 2023 | 2026 | 2030 | 2035 | 2040 | 2017 | 2018 | 2019 | 2020 | 2023 | 2026 | 2030 | 2035 | 2040 | 2017 | 2018 | 2019 | 2020 | 2023 | 2026 | 2030 | 2035 | 2040 | 2017 | 2018 | 2019 | 2020 | 2023 | 2026 | 2030 | 2035 | 2040 | 2017 | 2018 | 2019 | 2020 | 2023 | 2026 | 2030 | 2035 | 2040 | 10-year | 20-year | 10-year | 20-year
| 1 | CENIT | SouthEast Ghana Group | Oil | Oil Combustion | 0 | 0 | 0 | 0 | 0 | 0 | 0 | 0 | 0 | 0 | 0 | 0 | 0 | 0 | 0 | 0 | 0 | 0 | 11.83 | 11.83 | 11.83 | 11.83 | 11.83 | 11.83 | 11.83 | 0 | 0 | 0 | 0 | 0 | 0 | 0 | 0 | 0 | 0 | 0 | 0 | 0 | 0 | 0 | 0 | 0 | 0 | 0 | 0 | 100 | 100 | 100 | 100 | 100 | 100 | 100 | 0 | 0 | 0% | 0% | 0% | 0% | 0% | 0% | 0% | 0% | 0% | [9 empty] | 0 | 0 | 0 | 0 | 0 | 0 | 0 | 0 | 0 | 0 | 0 | 0 | 0 | Existing & Under Const. Plant
| 2 | Trojan 2B | SouthEast Ghana Group | Oil | Oil Combustion | 0.26958 | 0 | 0 | 0 | 0 | 0 | 0 | 0 | 0 | 31.941 | 0 | 0 | 0 | 0 | 0 | 0 | 0 | 0 | 34 | 34 | 34 | 34 | 0 | 0 | 0 | 0 | 0 | 5.5 | 0 | 0 | 0 | 0 | 0 | 0 | 0 | 0 | 97.9957 | 0 | 0 | 0 | 0 | 0 | 0 | 0 | 0 | 16.25 | 16.25 | 16.25 | 16.25 | 0 | 0 | 0 | 0 | 0 | 22.44% | 0% | 0% | 0% | 0% | 0% | 0% | 0% | 0% | [9 empty] | 0 | 0 | 0 | 0 | 0 | 0 | 0 | 0 | 0 | 0 | 0 | 0 | 0 | Existing & Under Const. Plant
| 3 | Trojan 2A | Ashanti Group | Oil | Oil Combustion | 0.26958 | 0 | 0 | 0 | 0 | 0 | 0 | 0 | 0 | 31.941 | 0 | 0 | 0 | 0 | 0 | 0 | 0 | 0 | 34 | 34 | 34 | 34 | 0 | 0 | 0 | 0 | 0 | 5.5 | 0 | 0 | 0 | 0 | 0 | 0 | 0 | 0 | 108.8196 | 0 | 0 | 0 | 0 | 0 | 0 | 0 | 0 | 16.25 | 16.25 | 16.25 | 16.25 | 0 | 0 | 0 | 0 | 0 | 22.44% | 0% | 0% | 0% | 0% | 0% | 0% | 0% | 0% | [9 empty] | 0 | 0 | 0 | 0 | 0 | 0 | 0 | 0 | 0 | 0 | 0 | 0 | 0 | Existing & Under Const. Plant
| 4 | GP Tarkwa Plant | SouthWest Ghana Group | Oil | Oil Combustion | 0 | 0 | 0 | 0 | 0 | 0 | 0 | 0 | 0 | 0 | 0 | 0 | 0 | 0 | 0 | 0 | 0 | 0 | 17.5 | 17.5 | 17.5 | 17.5 | 17.5 | 17.5 | 17.5 | 17.5 | 17.5 | 0 | 0 | 0 | 0 | 0 | 0 | 0 | 0 | 0 | 0 | 0 | 0 | 0 | 0 | 0 | 0 | 0 | 0 | 33 | 33 | 33 | 33 | 33 | 33 | 33 | 33 | 33 | 0% | 0% | 0% | 0% | 0% | 0% | 0% | 0% | 0% | [9 empty] | 0 | 0 | 0 | 0 | 0 | 0 | 0 | 0 | 0 | 0 | 0 | 0 | 0 | Existing & Under Const. Plant
| 5 | GP Chirano Plant | SouthWest Ghana Group | Oil | Oil Combustion | 0 | 0 | 0 | 0 | 0 | 0 | 0 | 0 | 0 | 0 | 0 | 0 | 0 | 0 | 0 | 0 | 0 | 0 | 17.5 | 17.5 | 17.5 | 17.5 | 17.5 | 17.5 | 17.5 | 17.5 | 17.5 | 0 | 0 | 0 | 0 | 0 | 0 | 0 | 0 | 0 | 0 | 0 | 0 | 0 | 0 | 0 | 0 | 0 | 0 | 30 | 30 | 30 | 30 | 30 | 30 | 30 | 30 | 30 | 0% | 0% | 0% | 0% | 0% | 0% | 0% | 0% | 0% | [9 empty] | 0 | 0 | 0 | 0 | 0 | 0 | 0 | 0 | 0 | 0 | 0 | 0 | 0 | Existing & Under Const. Plant
| 6 | GP Darmang Plant | SouthWest Ghana Group | Oil | Oil Combustion | 0 | 0 | 0 | 0 | 0 | 0 | 0 | 0 | 0 | 0 | 0 | 0 | 0 | 0 | 0 | 0 | 0 | 0 | 17.5 | 17.5 | 17.5 | 17.5 | 17.5 | 17.5 | 17.5 | 17.5 | 17.5 | 0 | 0 | 0 | 0 | 0 | 0 | 0 | 0 | 0 | 0 | 0 | 0 | 0 | 0 | 0 | 0 | 0 | 0 | 25.5 | 25.5 | 25.5 | 25.5 | 25.5 | 25.5 | 25.5 | 25.5 | 25.5 | 0% | 0% | 0% | 0% | 0% | 0% | 0% | 0% | 0% | [9 empty] | 0 | 0 | 0 | 0 | 0 | 0 | 0 | 0 | 0 | 0 | 0 | 0 | 0 | Existing & Under Const. Plant
| 7 | SAPP 2 | SouthEast Ghana Group | Oil/Gas | Oil/Gas Combined Cycle | 9.6772 | 22.9399 | 11.2225 | 7.7484 | 23.5117 | 23.5117 | 23.5117 | 23.5117 | 23.5117 | 1240.6696 | 2941.0072 | 1438.7823 | 993.3854 | 3014.3164 | 3014.316 | 3014.3161 | 3014.316 | 3014.316 | 16 | 16 | 16 | 16 | 16 | 16 | 16 | 16 | 16 | 3.5 | 3.5 | 3.5 | 3.5 | 3.5 | 3.5 | 3.5 | 3.5 | 3.5 | 70.9165 | 62.6504 | 64.8913 | 64.7653 | 87.3175 | 75.9301 | 82.4355 | 117.9273 | 124.328 | 370 | 370 | 370 | 370 | 370 | 370 | 370 | 370 | 370 | 38.28% | 90.74% | 44.39% | 30.65% | 93% | 93% | 93% | 93% | 93% | [9 empty] | 0 | 0 | 0 | 0 | 0 | 0 | 0 | 0 | 0 | 0 | 0 | 0 | 0 | Existing & Under Const. Plant
| 8 | Cenpower | SouthEast Ghana Group | Oil/Gas | Oil/Gas Combined Cycle | 0 | 0.10559 | 2.751 | 0 | 21.6884 | 21.6884 | 21.6884 | 21.6884 | 20.6443 | 0 | 13.4856 | 351.3469 | 0 | 2769.912 | 2769.912 | 2769.912 | 2769.9121 | 2636.5688 | 0 | 16 | 16 | 16 | 16 | 16 | 16 | 16 | 16 | 0 | 3.5 | 3.5 | 0 | 3.5 | 3.5 | 3.5 | 3.5 | 3.5 | 0 | 64.3395 | 65.1409 | 0 | 84.8231 | 92.7715 | 72.9654 | 123.3248 | 113.6712 | 0 | 340 | 340 | 340 | 340 | 340 | 340 | 340 | 340 | 0% | 0.4528% | 11.8% | 0% | 93% | 93% | 93% | 93% | 88.52% | [9 empty] | 0 | 0 | 0 | 0 | 0 | 0 | 0 | 0 | 0 | 0 | 0 | 0 | 0 | Existing & Under Const. Plant
| 9 | KarpowerShip 1 | SouthEast Ghana Group | Oil/Gas | Oil/Gas Combined Cycle | 14.837 | 0 | 0 | 0 | 0 | 0 | 0 | 0 | 0 | 1942.0128 | 0 | 0 | 0 | 0 | 0 | 0 | 0 | 0 | 177.828 | 0 | 0 | 0 | 0 | 0 | 0 | 0 | 0 | 3.5 | 0 | 0 | 0 | 0 | 0 | 0 | 0 | 0 | 67.7182 | 0 | 0 | 0 | 0 | 0 | 0 | 0 | 0 | 247 | 0 | 0 | 0 | 0 | 0 | 0 | 0 | 0 | 89.75% | 0% | 0% | 0% | 0% | 0% | 0% | 0% | 0% | [9 empty] | 0 | 0 | 0 | 0 | 0 | 0 | 0 | 0 | 0 | 0 | 0 | 0 | 0 | Existing & Under Const. Plant
| 10 | AKSA | SouthEast Ghana Group | Oil/Gas | Oil/Gas Combined Cycle | 10.1595 | 0 | 11.0014 | 0 | 13.7173 | 3.3181 | 1.1868 | 4.0386 | 12.2399 | 1195.236 | 0 | 1294.2788 | 0 | 1613.8052 | 390.3666 | 139.6291 | 475.1314 | 1439.9882 | 16 | 16 | 16 | 16 | 16 | 16 | 16 | 16 | 16 | 3.5 | 0 | 3.5 | 0 | 3.5 | 3.5 | 3.5 | 3.5 | 3.5 | 75.3409 | 0 | 70.7149 | 0 | 71.5997 | 92.8467 | 69.4906 | 122.3961 | 129.7086 | 250 | 375 | 375 | 375 | 375 | 375 | 375 | 375 | 375 | 54.58% | 0% | 39.4% | 0% | 49.13% | 11.88% | 4.251% | 14.46% | 43.84% | [9 empty] | 0 | 0 | 0 | 0 | 0 | 0 | 0 | 0 | 0 | 0 | 0 | 0 | 0 | Existing & Under Const. Plant
| 11 | TAPCO (T1) | SouthWest Ghana Group | Oil/Gas | Oil/Gas Combined Cycle | 11.645 | 17.1872 | 0 | 17.1872 | 17.1872 | 17.1872 | 16.9839 | 16.5942 | 0.7953 | 1496.2078 | 2208.3 | 0 | 2208.3002 | 2208.3 | 2208.3 | 2182.1854 | 2132.1104 | 102.1847 | 18.7 | 18.7 | 18.7 | 18.7 | 18.7 | 18.7 | 18.7 | 18.7 | 18.7 | 5 | 5 | 0 | 5 | 5 | 5 | 5 | 5 | 5 | 59.3457 | 62.3154 | 0 | 64.6242 | 61.2801 | 62.3592 | 63.0192 | 62.5775 | 61.5635 | 305 | 305 | 305 | 305 | 305 | 305 | 305 | 305 | 305 | 56% | 82.65% | 0% | 82.65% | 82.65% | 82.65% | 81.67% | 79.8% | 3.825% | [9 empty] | 0 | 0 | 0 | 0 | 0 | 0 | 0 | 0 | 0 | 0 | 0 | 0 | 0 | Existing & Under Const. Plant
| 12 | TICO (T2) | SouthWest Ghana Group | Oil/Gas | Oil/Gas Combined Cycle | 17.7346 | 17.7346 | 9.5854 | 17.7346 | 17.7346 | 17.7346 | 17.7346 | 17.7346 | 5.5214 | 2382.72 | 2382.72 | 1287.8384 | 2382.72 | 2382.7198 | 2382.7201 | 2382.72 | 2382.72 | 741.8212 | 30.94 | 30.94 | 30.94 | 30.94 | 30.94 | 30.94 | 30.94 | 30.94 | 30.94 | 4.9 | 4.9 | 4.9 | 4.9 | 4.9 | 4.9 | 4.9 | 4.9 | 4.9 | 54.9219 | 59.5931 | 61.9213 | 61.8011 | 58.603 | 59.635 | 60.2662 | 59.8438 | 58.8741 | 320 | 320 | 320 | 320 | 320 | 320 | 320 | 320 | 320 | 85% | 85% | 45.94% | 85% | 85% | 85% | 85% | 85% | 26.46% | [9 empty] | 0 | 0 | 0 | 0 | 0 | 0 | 0 | 0 | 0 | 0 | 0 | 0 | 0 | Existing & Under Const. Plant
| 13 | Amandi | SouthWest Ghana Group | Oil/Gas | Oil/Gas Combined Cycle | 0 | 0 | 8.0946 | 0 | 12.0103 | 10.6665 | 7.9721 | 8.4135 | 0.17727 | 0 | 0 | 987.1488 | 0 | 1464.672 | 1300.7983 | 972.2043 | 1026.0376 | 21.6181 | 0 | 0 | 30.94 | 30.94 | 30.94 | 30.94 | 30.94 | 30.94 | 30.94 | 0 | 0 | 4.9 | 0 | 4.9 | 4.9 | 4.9 | 4.9 | 4.9 | 0 | 0 | 68.2191 | 0 | 64.5633 | 65.7003 | 66.3957 | 65.9303 | 149.4931 | 0 | 0 | 190 | 190 | 190 | 190 | 190 | 190 | 190 | 0% | 0% | 59.31% | 0% | 88% | 78.15% | 58.41% | 61.65% | 1.299% | [9 empty] | 0 | 0 | 0 | 0 | 0 | 0 | 0 | 0 | 0 | 0 | 0 | 0 | 0 | Existing & Under Const. Plant
| 14 | KarpowerShip 2 | SouthWest Ghana Group | Oil/Gas | Oil/Gas Combined Cycle | 0 | 24.5592 | 31.8841 | 30.5313 | 0 | 0 | 0 | 0 | 0 | 0 | 2884.5626 | 3744.9 | 3586.0082 | 0 | 0 | 0 | 0 | 0 | 0 | 177.828 | 177.828 | 177.828 | 177.828 | 0 | 0 | 0 | 0 | 0 | 3.5 | 3.5 | 3.5 | 0 | 0 | 0 | 0 | 0 | 0 | 68.1682 | 70.8314 | 70.6939 | 0 | 0 | 0 | 0 | 0 | 0 | 450 | 450 | 450 | 450 | 0 | 0 | 0 | 0 | 0% | 73.18% | 95% | 90.97% | 0% | 0% | 0% | 0% | 0% | [9 empty] | 0 | 0 | 0 | 0 | 0 | 0 | 0 | 0 | 0 | 0 | 0 | 0 | 0 | Existing & Under Const. Plant
| 15 | Early Power | SouthEast Ghana Group | Oil/Gas | Oil/Gas Combustion | 0 | 0 | 6.384 | 23.0656 | 23.0656 | 23.0656 | 23.0656 | 23.0656 | 23.0656 | 0 | 0 | 851.1983 | 3075.417 | 3075.417 | 3075.417 | 3075.4168 | 3075.417 | 3075.417 | 0 | 0 | 16 | 16 | 16 | 16 | 16 | 16 | 16 | 0 | 0 | 3.5 | 3.5 | 3.5 | 3.5 | 3.5 | 3.5 | 3.5 | 0 | 0 | 62.3955 | 62.2744 | 67.1873 | 81.7516 | 99.0331 | 113.3917 | 119.0308 | 0 | 0 | 377.5 | 377.5 | 377.5 | 377.5 | 377.5 | 377.5 | 377.5 | 0% | 0% | 25.74% | 93% | 93% | 93% | 93% | 93% | 93% | [9 empty] | 0 | 0 | 0 | 0 | 0 | 0 | 0 | 0 | 0 | 0 | 0 | 0 | 0 | Existing & Under Const. Plant
| 16 | TT1PP | SouthEast Ghana Group | Oil/Gas | Oil/Gas Combustion | 0 | 0 | 0 | 0 | 0 | 0 | 0 | 0 | 0 | 0 | 0 | 0 | 0 | 0 | 0 | 0 | 0 | 0 | 14.3 | 14.3 | 14.3 | 14.3 | 14.3 | 14.3 | 14.3 | 14.3 | 14.3 | 0 | 0 | 0 | 0 | 0 | 0 | 0 | 0 | 0 | 0 | 0 | 0 | 0 | 0 | 0 | 0 | 0 | 0 | 100 | 100 | 100 | 100 | 100 | 100 | 100 | 100 | 100 | 0% | 0% | 0% | 0% | 0% | 0% | 0% | 0% | 0% | [9 empty] | 0 | 0 | 0 | 0 | 0 | 0 | 0 | 0 | 0 | 0 | 0 | 0 | 0 | Existing & Under Const. Plant
| 17 | KTPP | SouthEast Ghana Group | Oil/Gas | Oil/Gas Combustion | 0.31622 | 0 | 0.53528 | 0 | 0 | 0 | 0 | 0 | 0 | 29.0114 | 0 | 49.1087 | 0 | 0 | 0 | 0 | 0 | 0 | 12.3 | 12.3 | 12.3 | 12.3 | 12.3 | 12.3 | 12.3 | 12.3 | 12.3 | 3.5 | 0 | 3.5 | 0 | 0 | 0 | 0 | 0 | 0 | 126.5585 | 0 | 90.6815 | 0 | 0 | 0 | 0 | 0 | 0 | 200 | 200 | 200 | 200 | 200 | 200 | 200 | 200 | 200 | 1.656% | 0% | 2.803% | 0% | 0% | 0% | 0% | 0% | 0% | [9 empty] | 0 | 0 | 0 | 0 | 0 | 0 | 0 | 0 | 0 | 0 | 0 | 0 | 0 | Existing & Under Const. Plant
| 18 | Trojan 1 | SouthEast Ghana Group | Oil/Gas | Oil/Gas Combustion | 0.41408 | 0 | 0 | 0 | 0 | 0 | 0 | 0 | 0 | 49.0614 | 0 | 0 | 0 | 0 | 0 | 0 | 0 | 0 | 34 | 34 | 34 | 34 | 0 | 0 | 0 | 0 | 0 | 5.5 | 0 | 0 | 0 | 0 | 0 | 0 | 0 | 0 | 97.9957 | 0 | 0 | 0 | 0 | 0 | 0 | 0 | 0 | 24.96 | 24.96 | 24.96 | 24.96 | 0 | 0 | 0 | 0 | 0 | 22.44% | 0% | 0% | 0% | 0% | 0% | 0% | 0% | 0% | [9 empty] | 0 | 0 | 0 | 0 | 0 | 0 | 0 | 0 | 0 | 0 | 0 | 0 | 0 | Existing & Under Const. Plant
| 19 | MRP | SouthEast Ghana Group | Oil/Gas | Oil/Gas Combustion | 0 | 0 | 0 | 0 | 0 | 0 | 0 | 0 | 0 | 0 | 0 | 0 | 0 | 0 | 0 | 0 | 0 | 0 | 12.5737 | 12.5737 | 12.5737 | 12.5737 | 12.5737 | 12.5737 | 12.5737 | 12.5737 | 12.5737 | 0 | 0 | 0 | 0 | 0 | 0 | 0 | 0 | 0 | 0 | 0 | 0 | 0 | 0 | 0 | 0 | 0 | 0 | 70 | 70 | 70 | 70 | 70 | 70 | 70 | 70 | 70 | 0% | 0% | 0% | 0% | 0% | 0% | 0% | 0% | 0% | [9 empty] | 0 | 0 | 0 | 0 | 0 | 0 | 0 | 0 | 0 | 0 | 0 | 0 | 0 | Existing & Under Const. Plant
| 20 | Safisana | SouthEast Ghana Group | Biogas | Biogas | 0.010052 | 0.010052 | 0.010052 | 0 | 0.010052 | 0.010052 | 0.010052 | 0.010052 | 0.010052 | 0.7446 | 0.7446 | 0.7446 | 0 | 0.7446 | 0.7446 | 0.7446 | 0.7446 | 0.7446 | 35 | 35 | 35 | 35 | 35 | 35 | 35 | 35 | 35 | 4.2 | 4.2 | 4.2 | 0 | 4.2 | 4.2 | 4.2 | 4.2 | 4.2 | 40.5 | 40.5 | 40.5 | 0 | 40.5 | 40.5 | 40.5 | 40.5 | 40.5 | 0.1 | 0.1 | 0.1 | 0.1 | 0.1 | 0.1 | 0.1 | 0.1 | 0.1 | 85% | 85% | 85% | 0% | 85% | 85% | 85% | 85% | 85% | [9 empty] | 0 | 0 | 0 | 0 | 0 | 0 | 0 | 0 | 0 | 0 | 0 | 0 | 0 | Existing & Under Const. Plant
| 21 | TT2PP | SouthEast Ghana Group | Gas | Gas Combustion Turbine | 0.5098 | 0 | 0 | 0 | 0 | 0 | 0 | 0.0072037 | 0.00090551 | 52.4484 | 0 | 0 | 0 | 0 | 0 | 0 | 0.74113 | 0.09316 | 12.1007 | 12.1007 | 12.1007 | 12.1007 | 12.1007 | 12.1007 | 12.1007 | 12.1007 | 12.1007 | 4.5 | 0 | 0 | 0 | 0 | 0 | 0 | 4.5 | 4.5 | 79.8984 | 0 | 0 | 0 | 0 | 0 | 0 | 78.1515 | 161.166 | 45 | 45 | 45 | 45 | 45 | 45 | 45 | 45 | 45 | 13.31% | 0% | 0% | 0% | 0% | 0% | 0% | 0.188% | 0.02363% | [9 empty] | 0 | 0 | 0 | 0 | 0 | 0 | 0 | 0 | 0 | 0 | 0 | 0 | 0 | Existing & Under Const. Plant
| 22 | SAPP 1 | SouthEast Ghana Group | Gas | Gas Combustion Turbine | 3.0298 | 0 | 0 | 0 | 0 | 0 | 0 | 0.1386 | 0.045935 | 324.7328 | 0 | 0 | 0 | 0 | 0 | 0 | 14.8548 | 4.9234 | 11.83 | 11.83 | 11.83 | 11.83 | 11.83 | 11.83 | 11.83 | 11.83 | 11.83 | 4.5 | 0 | 0 | 0 | 0 | 0 | 0 | 4.5 | 4.5 | 76.6926 | 0 | 0 | 0 | 0 | 0 | 0 | 75.0158 | 154.6995 | 180 | 180 | 180 | 180 | 180 | 180 | 180 | 180 | 180 | 20.59% | 0% | 0% | 0% | 0% | 0% | 0% | 0.9421% | 0.3122% | [9 empty] | 0 | 0 | 0 | 0 | 0 | 0 | 0 | 0 | 0 | 0 | 0 | 0 | 0 | Existing & Under Const. Plant
| 23 | Trojan 3 | SouthEast Ghana Group | Gas | Gas Combustion Turbine | 0 | 0 | 0 | 0 | 0 | 0 | 0 | 0 | 0 | 0 | 0 | 0 | 0 | 0 | 0 | 0 | 0 | 0 | 0 | 34 | 34 | 34 | 0 | 0 | 0 | 0 | 0 | 0 | 0 | 0 | 0 | 0 | 0 | 0 | 0 | 0 | 0 | 0 | 0 | 0 | 0 | 0 | 0 | 0 | 0 | 0 | 49.92 | 49.92 | 49.92 | 0 | 0 | 0 | 0 | 0 | 0% | 0% | 0% | 0% | 0% | 0% | 0% | 0% | 0% | [9 empty] | 0 | 0 | 0 | 0 | 0 | 0 | 0 | 0 | 0 | 0 | 0 | 0 | 0 | Existing & Under Const. Plant
| 24 | Ameri_2016 | SouthWest Ghana Group | Gas | Gas Combustion Turbine | 0.42075 | 0 | 18.427 | 0 | 0 | 0 | 0 | 0 | 0 | 41.4044 | 0 | 1813.32 | 0 | 0 | 0 | 0 | 0 | 0 | 14.54 | 14.54 | 14.54 | 14.54 | 0 | 0 | 0 | 0 | 0 | 5 | 0 | 5 | 0 | 0 | 0 | 0 | 0 | 0 | 74.9854 | 0 | 84.5417 | 0 | 0 | 0 | 0 | 0 | 0 | 230 | 230 | 230 | 230 | 0 | 0 | 0 | 0 | 0 | 2.055% | 0% | 90% | 0% | 0% | 0% | 0% | 0% | 0% | [9 empty] | 0 | 0 | 0 | 0 | 0 | 0 | 0 | 0 | 0 | 0 | 0 | 0 | 0 | Existing & Under Const. Plant
| 25 | Ameri_2021 | SouthWest Ghana Group | Gas | Gas Combustion Turbine | 0 | 0 | 0 | 0 | 0 | 0 | 0 | 0.0018786 | 0 | 0 | 0 | 0 | 0 | 0 | 0 | 0 | 0.18487 | 0 | 0 | 0 | 0 | 0 | 14.54 | 14.54 | 14.54 | 14.54 | 14.54 | 0 | 0 | 0 | 0 | 0 | 0 | 0 | 4.17 | 0 | 0 | 0 | 0 | 0 | 0 | 0 | 0 | 81.7053 | 0 | 0 | 0 | 0 | 0 | 230 | 230 | 230 | 230 | 230 | 0% | 0% | 0% | 0% | 0% | 0% | 0% | 0.009175% | 0% | [9 empty] | 0 | 0 | 0 | 0 | 0 | 0 | 0 | 0 | 0 | 0 | 0 | 0 | 0 | Existing & Under Const. Plant
| 26 | Bui | Northern Ghana Group | Water | Hydro | 0 | 0 | 0 | 0 | 0 | 0 | 0 | 0 | 0 | 669.5864 | 669.5865 | 669.5866 | 669.5865 | 669.5864 | 669.5865 | 669.5864 | 669.5863 | 669.5867 | 27.74 | 27.74 | 27.74 | 27.74 | 27.74 | 27.74 | 27.74 | 27.74 | 27.74 | 1.63 | 1.63 | 1.63 | 1.63 | 1.63 | 1.63 | 1.63 | 1.63 | 1.63 | 0 | 0 | 0 | 0 | 0 | 0 | 0 | 0 | 0 | 330 | 330 | 330 | 330 | 330 | 330 | 330 | 330 | 330 | 23.16% | 23.16% | 23.16% | 23.16% | 23.16% | 23.16% | 23.16% | 23.16% | 23.16% | [9 empty] | 0 | 0 | 0 | 0 | 0 | 0 | 0 | 0 | 0 | 0 | 0 | 0 | 0 | Existing & Under Const. Plant
| 27 | Akosombo | SouthEast Ghana Group | Water | Hydro | 0 | 0 | 0 | 0 | 0 | 0 | 0 | 0 | 0 | 3681.6888 | 3681.6888 | 4016.3901 | 4016.3884 | 4434.7625 | 4434.762 | 4434.7623 | 4434.7622 | 4434.7622 | 9.16 | 9.16 | 9.16 | 9.16 | 9.16 | 9.16 | 9.16 | 9.16 | 9.16 | 0.98 | 0.98 | 0.98 | 0.98 | 0.98 | 0.98 | 0.98 | 0.98 | 0.98 | 0 | 0 | 0 | 0 | 0 | 0 | 0 | 0 | 0 | 900 | 900 | 900 | 900 | 900 | 900 | 900 | 900 | 900 | 46.7% | 46.7% | 50.94% | 50.94% | 56.25% | 56.25% | 56.25% | 56.25% | 56.25% | [9 empty] | 0 | 0 | 0 | 0 | 0 | 0 | 0 | 0 | 0 | 0 | 0 | 0 | 0 | Existing & Under Const. Plant
| 28 | Kpong | SouthEast Ghana Group | Water | Hydro | 0 | 0 | 0 | 0 | 0 | 0 | 0 | 0 | 0 | 722.7074 | 722.7074 | 788.408 | 788.4081 | 870.5341 | 870.5339 | 870.5339 | 870.534 | 870.5339 | 9.16 | 9.16 | 9.16 | 9.16 | 9.16 | 9.16 | 9.16 | 9.16 | 9.16 | 0.98 | 0.98 | 0.98 | 0.98 | 0.98 | 0.98 | 0.98 | 0.98 | 0.98 | 0 | 0 | 0 | 0 | 0 | 0 | 0 | 0 | 0 | 140 | 140 | 140 | 140 | 140 | 140 | 140 | 140 | 140 | 58.93% | 58.93% | 64.29% | 64.29% | 70.98% | 70.98% | 70.98% | 70.98% | 70.98% | [9 empty] | 0 | 0 | 0 | 0 | 0 | 0 | 0 | 0 | 0 | 0 | 0 | 0 | 0 | Existing & Under Const. Plant
| 29 | Cote d'Ivoire Dummy | Cote d'Ivoire | Water | Hydro | 0 | 0 | 0 | 0 | 0 | 0 | 0 | 0 | 0 | 814.68 | 814.68 | 10 | 743.276 | 814.6801 | 814.6799 | 814.6799 | 814.6798 | 814.6796 | 0 | 0 | 0 | 0 | 0 | 0 | 0 | 0 | 0 | 10 | 10 | 10 | 10 | 10 | 10 | 10 | 10 | 10 | 0 | 0 | 0 | 0 | 0 | 0 | 0 | 0 | 0 | 150 | 150 | 150 | 150 | 150 | 150 | 150 | 150 | 150 | 62% | 62% | 0.761% | 56.57% | 62% | 62% | 62% | 62% | 62% | [9 empty] | 0 | 0 | 0 | 0 | 0 | 0 | 0 | 0 | 0 | 0 | 0 | 0 | 0 | Existing & Under Const. Plant
| 30 | Burkina Dummy | Burkina Group | Water | Hydro | 0 | 0 | 0 | 0 | 0 | 0 | 0 | 0 | 0 | 0.438 | 0.438 | 0.438 | 0.438 | 4.818 | 4.818 | 4.818 | 4.818 | 4.818 | 0 | 0 | 0 | 0 | 0 | 0 | 0 | 0 | 0 | 10 | 10 | 10 | 10 | 10 | 10 | 10 | 10 | 10 | 0 | 0 | 0 | 0 | 0 | 0 | 0 | 0 | 0 | 10 | 10 | 10 | 10 | 110 | 110 | 110 | 110 | 110 | 0.5% | 0.5% | 0.5% | 0.5% | 0.5% | 0.5% | 0.5% | 0.5% | 0.5% | [9 empty] | 0 | 0 | 0 | 0 | 0 | 0 | 0 | 0 | 0 | 0 | 0 | 0 | 0 | Existing & Under Const. Plant
| 31 | VRA Solar | Northern Ghana Group | Sun | Solar PV | 0 | 0 | 0 | 0 | 0 | 0 | 0 | 0 | 0 | 2.7132 | 2.7132 | 2.7132 | 2.7132 | 2.7132 | 2.7132 | 2.7132 | 2.7132 | 2.7132 | 0 | 0 | 0 | 0 | 0 | 0 | 0 | 0 | 0 | 0 | 0 | 0 | 0 | 0 | 0 | 0 | 0 | 0 | 0 | 0 | 0 | 0 | 0 | 0 | 0 | 0 | 0 | 1.8 | 1.8 | 1.8 | 1.8 | 1.8 | 1.8 | 1.8 | 1.8 | 1.8 | 17.21% | 17.21% | 17.21% | 17.21% | 17.21% | 17.21% | 17.21% | 17.21% | 17.21% | [9 empty] | 0 | 0 | 0 | 0 | 0 | 0 | 0 | 0 | 0 | 0 | 0 | 0 | 0 | Existing & Under Const. Plant
| 32 | BXC Solar | SouthEast Ghana Group | Sun | Solar PV | 0 | 0 | 0 | 0 | 0 | 0 | 0 | 0 | 0 | 24.0159 | 24.0159 | 24.0159 | 24.0159 | 24.0159 | 24.0159 | 24.0159 | 24.0159 | 0 | 0 | 0 | 0 | 0 | 0 | 0 | 0 | 0 | 0 | 0 | 0 | 0 | 0 | 0 | 0 | 0 | 0 | 0 | 0 | 0 | 0 | 0 | 0 | 0 | 0 | 0 | 0 | 18 | 18 | 18 | 18 | 18 | 18 | 18 | 18 | 0 | 15.23% | 15.23% | 15.23% | 15.23% | 15.23% | 15.23% | 15.23% | 15.23% | 0% | [9 empty] | 0 | 0 | 0 | 0 | 0 | 0 | 0 | 0 | 0 | 0 | 0 | 0 | 0 | Existing & Under Const. Plant
| 41 | SOUT COAL STEAM TURBINE 2026 | SouthWest Ghana Group | Coal | Coal Steam Turbine | 0 | 0 | 0 | 0 | 0 | 29.6939 | 65.6478 | 65.6478 | 65.6478 | 0 | 0 | 0 | 0 | 0 | 3374.3053 | 7459.981 | 7459.981 | 7459.981 | 0 | 0 | 0 | 0 | 0 | 65 | 65 | 65 | 65 | 0 | 0 | 0 | 0 | 0 | 6.034 | 6.034 | 6.034 | 6.034 | 0 | 0 | 0 | 0 | 0 | 33.629 | 34.2066 | 35.7871 | 37.2557 | 0 | 0 | 0 | 0 | 0 | 453.17 | 1001.878 | 1001.878 | 1001.878 | 0% | 0% | 0% | 0% | 0% | 85% | 85% | 85% | 85% | 0 | 0 | 0 | 0 | 0 | 1429.2982 | 1730.625 | 0 | 0 | 0 | 0 | 0 | 0 | 0 | 606.162 | 551.4305 | 0 | 0 | 666.7781 | 1273.3517 | 1429.2982 | 3475.9155 | Unplanned Build | Potential Build Coal2026
| 43 | SOUT COMBINED CYCLE 2020 | SouthWest Ghana Group | Oil/Gas | Oil/Gas Combined Cycle | 0 | 0 | 0 | 0 | 0 | 0 | 0 | 0 | 30.652 | 0 | 0 | 0 | 0 | 0 | 0 | 0 | 0 | 4227.8651 | 0 | 0 | 0 | 0 | 0 | 0 | 0 | 0 | 15 | 0 | 0 | 0 | 0 | 0 | 0 | 0 | 0 | 3.48 | 0 | 0 | 0 | 0 | 0 | 0 | 0 | 0 | 125.2863 | 0 | 0 | 0 | 0 | 0 | 0 | 0 | 0 | 536.259 | 0% | 0% | 0% | 0% | 0% | 0% | 0% | 0% | 90% | 0 | 0 | 0 | 0 | 0 | 0 | 0 | 0 | 558.2456 | 0 | 0 | 0 | 0 | 0 | 0 | 0 | 0 | 68.5782 | 0 | 0 | 0 | 0 | Unplanned Build | Potential Build Oil/Gas Combined Cycle2020
| 45 | SOUT COMBINED CYCLE 2019 | SouthEast Ghana Group | Oil/Gas | Oil/Gas Combined Cycle | 0 | 0 | 0 | 0 | 0 | 0 | 0 | 40.0915 | 91.2207 | 0 | 0 | 0 | 0 | 0 | 0 | 0 | 5529.8639 | 12582.1632 | 0 | 0 | 0 | 0 | 0 | 0 | 0 | 15 | 15 | 0 | 0 | 0 | 0 | 0 | 0 | 0 | 3.48 | 3.48 | 0 | 0 | 0 | 0 | 0 | 0 | 0 | 103.1614 | 120.2113 | 0 | 0 | 0 | 0 | 0 | 0 | 0 | 701.403 | 1595.912 | 0% | 0% | 0% | 0% | 0% | 0% | 0% | 90% | 90% | 0 | 0 | 0 | 0 | 0 | 0 | 0 | 730.1605 | 931.1839 | 0 | 0 | 0 | 0 | 0 | 0 | 0 | 144.4584 | 114.3922 | 0 | 158.9042 | 0 | 803.1766 | Unplanned Build | Potential Build Oil/Gas Combined Cycle2019
| 52 | NORT HYDRO SMALL 2026 | Northern Ghana Group | Water | Hydro | 0 | 0 | 0 | 0 | 0 | 0 | 0 | 0 | 0 | 0 | 0 | 0 | 0 | 0 | 214.2471 | 214.2471 | 214.2471 | 214.2471 | 0 | 0 | 0 | 0 | 0 | 45 | 45 | 45 | 45 | 0 | 0 | 0 | 0 | 0 | 3 | 3 | 3 | 3 | 0 | 0 | 0 | 0 | 0 | 0 | 0 | 0 | 0 | 0 | 0 | 0 | 0 | 0 | 57.5469 | 57.5469 | 57.5469 | 57.5469 | 0% | 0% | 0% | 0% | 0% | 42.5% | 42.5% | 42.5% | 42.5% | 0 | 0 | 0 | 0 | 0 | 184.1501 | 0 | 0 | 0 | 0 | 0 | 0 | 0 | 0 | 78.0976 | 0 | 0 | 0 | 85.9074 | 85.9074 | 184.1501 | 202.5651 | Unplanned Build | Potential Build Hydro Small2026NORT
| 54 | ASHA INTERRUPTIBLE 2016 | Ashanti Group | Interruptible | Interruptible | 0 | 0 | 0 | 0 | 0 | 0 | 0 | 0 | 0 | 0 | 0 | 0 | 0 | 0 | 0 | 0 | 0 | 0 | 0 | 0 | 0 | 0 | 0 | 0 | 0 | 0 | 0 | 0 | 0 | 0 | 0 | 0 | 0 | 0 | 0 | 0 | 0 | 0 | 0 | 0 | 0 | 0 | 0 | 0 | 0 | 129.301 | 217.102 | 0 | 0 | 0 | 0 | 0 | 0 | 0 | 0% | 0% | 0% | 0% | 0% | 0% | 0% | 0% | 0% | [9 empty] | 0 | 0 | 0 | 0 | 0 | 0 | 0 | 0 | 0 | 0 | 0 | 0 | 0 | Unplanned Build | Potential Build Interruptible2016
| 63 | ASHA SOLAR PV 2020 | Ashanti Group | Sun | Solar PV | 0 | 0 | 0 | 0 | 0 | 0 | 0 | 0 | 0 | 0 | 0 | 0 | 6.3375 | 19.0126 | 19.0126 | 19.0126 | 19.0126 | 19.0126 | 0 | 0 | 0 | 24.8 | 24.8 | 24.8 | 24.8 | 24.8 | 24.8 | 0 | 0 | 0 | 0 | 0 | 0 | 0 | 0 | 0 | 0 | 0 | 0 | 0 | 0 | 0 | 0 | 0 | 0 | 0 | 0 | 0 | 5 | 15 | 15 | 15 | 15 | 15 | 0% | 0% | 0% | 14.47% | 14.47% | 14.47% | 14.47% | 14.47% | 14.47% | 0 | 0 | 0 | 4.5135 | 9.027 | 0 | 0 | 0 | 0 | 0 | 0 | 0 | 3.0828 | 5.0955 | 0 | 0 | 0 | 0 | 8.9961 | 8.9961 | 13.5405 | 14.8945 | Unplanned Build | Potential Build Solar PV2020
| 64 | ASHA SOLAR PV 2026 | Ashanti Group | Sun | Solar PV | 0 | 0 | 0 | 0 | 0 | 0 | 0 | 0 | 0 | 0 | 0 | 0 | 0 | 0 | 12.6751 | 38.0252 | 50.7002 | 50.7002 | 0 | 0 | 0 | 0 | 0 | 24.8 | 24.8 | 24.8 | 24.8 | 0 | 0 | 0 | 0 | 0 | 0 | 0 | 0 | 0 | 0 | 0 | 0 | 0 | 0 | 0 | 0 | 0 | 0 | 0 | 0 | 0 | 0 | 0 | 10 | 30 | 40 | 40 | 0% | 0% | 0% | 0% | 0% | 14.47% | 14.47% | 14.47% | 14.47% | 0 | 0 | 0 | 0 | 0 | 7.407 | 14.814 | 7.407 | 0 | 0 | 0 | 0 | 0 | 0 | 3.1413 | 4.7202 | 1.4654 | 0 | 3.4554 | 10.2596 | 7.407 | 32.5909 | Unplanned Build | Potential Build Solar PV2026
| 65 | ASHA SOLAR PV 2035 | Ashanti Group | Sun | Solar PV | 0 | 0 | 0 | 0 | 0 | 0 | 0 | 0 | 0 | 0 | 0 | 0 | 0 | 0 | 0 | 0 | 12.6751 | 69.7128 | 0 | 0 | 0 | 0 | 0 | 0 | 0 | 25 | 25 | 0 | 0 | 0 | 0 | 0 | 0 | 0 | 0 | 0 | 0 | 0 | 0 | 0 | 0 | 0 | 0 | 0 | 0 | 0 | 0 | 0 | 0 | 0 | 0 | 0 | 10 | 55 | 0% | 0% | 0% | 0% | 0% | 0% | 0% | 14.47% | 14.47% | 0 | 0 | 0 | 0 | 0 | 0 | 0 | 8.6378 | 38.8703 | 0 | 0 | 0 | 0 | 0 | 0 | 0 | 1.709 | 4.7751 | 0 | 1.8798 | 0 | 9.5016 | Unplanned Build | Potential Build Solar PV2035
| 66 | SOUT SOLAR PV 2020 | SouthWest Ghana Group | Sun | Solar PV | 0 | 0 | 0 | 0 | 0 | 0 | 0 | 0 | 0 | 0 | 0 | 0 | 0 | 12.6751 | 12.6751 | 12.6751 | 12.6751 | 12.6751 | 0 | 0 | 0 | 0 | 24.8 | 24.8 | 24.8 | 24.8 | 24.8 | 0 | 0 | 0 | 0 | 0 | 0 | 0 | 0 | 0 | 0 | 0 | 0 | 0 | 0 | 0 | 0 | 0 | 0 | 0 | 0 | 0 | 0 | 10 | 10 | 10 | 10 | 10 | 0% | 0% | 0% | 0% | 14.47% | 14.47% | 14.47% | 14.47% | 14.47% | 0 | 0 | 0 | 0 | 9.027 | 0 | 0 | 0 | 0 | 0 | 0 | 0 | 0 | 5.0955 | 0 | 0 | 0 | 0 | 5.6051 | 5.6051 | 9.027 | 9.9297 | Unplanned Build | Potential Build Solar PV2020
| 67 | SOUT SOLAR PV 2026 | SouthWest Ghana Group | Sun | Solar PV | 0 | 0 | 0 | 0 | 0 | 0 | 0 | 0 | 0 | 0 | 0 | 0 | 0 | 0 | 12.6751 | 25.3501 | 31.6876 | 31.6876 | 0 | 0 | 0 | 0 | 0 | 24.8 | 24.8 | 24.8 | 24.8 | 0 | 0 | 0 | 0 | 0 | 0 | 0 | 0 | 0 | 0 | 0 | 0 | 0 | 0 | 0 | 0 | 0 | 0 | 0 | 0 | 0 | 0 | 0 | 10 | 20 | 25 | 25 | 0% | 0% | 0% | 0% | 0% | 14.47% | 14.47% | 14.47% | 14.47% | 0 | 0 | 0 | 0 | 0 | 7.407 | 7.407 | 3.7035 | 0 | 0 | 0 | 0 | 0 | 0 | 3.1413 | 2.3601 | 0.73272 | 0 | 3.4554 | 6.8575 | 7.407 | 20.3693 | Unplanned Build | Potential Build Solar PV2026
| 68 | SOUT SOLAR PV 2035 | SouthWest Ghana Group | Sun | Solar PV | 0 | 0 | 0 | 0 | 0 | 0 | 0 | 0 | 0 | 0 | 0 | 0 | 0 | 0 | 0 | 0 | 12.6751 | 57.0377 | 0 | 0 | 0 | 0 | 0 | 0 | 0 | 25 | 25 | 0 | 0 | 0 | 0 | 0 | 0 | 0 | 0 | 0 | 0 | 0 | 0 | 0 | 0 | 0 | 0 | 0 | 0 | 0 | 0 | 0 | 0 | 0 | 0 | 0 | 10 | 45 | 0% | 0% | 0% | 0% | 0% | 0% | 0% | 14.47% | 14.47% | 0 | 0 | 0 | 0 | 0 | 0 | 0 | 8.6378 | 30.2324 | 0 | 0 | 0 | 0 | 0 | 0 | 0 | 1.709 | 3.7139 | 0 | 1.8798 | 0 | 9.5016 | Unplanned Build | Potential Build Solar PV2035
| 69 | NORT SOLAR PV 2018 | Northern Ghana Group | Sun | Solar PV | 0 | 0 | 0 | 0 | 0 | 0 | 0 | 0 | 0 | 0 | 0 | 67.5263 | 67.5263 | 67.5263 | 67.5263 | 67.5263 | 67.5263 | 67.5263 | 0 | 0 | 24.8 | 24.8 | 24.8 | 24.8 | 24.8 | 24.8 | 24.8 | 0 | 0 | 0 | 0 | 0 | 0 | 0 | 0 | 0 | 0 | 0 | 0 | 0 | 0 | 0 | 0 | 0 | 0 | 0 | 0 | 47.1565 | 47.1565 | 47.1565 | 47.1565 | 47.1565 | 47.1565 | 47.1565 | 0% | 0% | 16.35% | 16.35% | 16.35% | 16.35% | 16.35% | 16.35% | 16.35% | 0 | 0 | 58.6155 | 0 | 0 | 0 | 0 | 0 | 0 | 0 | 0 | 44.0387 | 0 | 0 | 0 | 0 | 0 | 0 | 48.4426 | 48.4426 | 58.6155 | 64.4771 | Unplanned Build | Potential Build Solar PV2018
| 70 | NORT SOLAR PV 2020 | Northern Ghana Group | Sun | Solar PV | 0 | 0 | 0 | 0 | 0 | 0 | 0 | 0 | 0 | 0 | 0 | 0 | 71.598 | 214.7941 | 214.7941 | 214.7941 | 214.7941 | 214.7941 | 0 | 0 | 0 | 24.8 | 24.8 | 24.8 | 24.8 | 24.8 | 24.8 | 0 | 0 | 0 | 0 | 0 | 0 | 0 | 0 | 0 | 0 | 0 | 0 | 0 | 0 | 0 | 0 | 0 | 0 | 0 | 0 | 0 | 50 | 150 | 150 | 150 | 150 | 150 | 0% | 0% | 0% | 16.35% | 16.35% | 16.35% | 16.35% | 16.35% | 16.35% | 0 | 0 | 0 | 45.135 | 90.27 | 0 | 0 | 0 | 0 | 0 | 0 | 0 | 30.8278 | 50.9551 | 0 | 0 | 0 | 0 | 89.9612 | 89.9612 | 135.405 | 148.9455 | Unplanned Build | Potential Build Solar PV2020
| 71 | NORT SOLAR PV 2023 | Northern Ghana Group | Sun | Solar PV | 0 | 0 | 0 | 0 | 0 | 0 | 0 | 0 | 0 | 0 | 0 | 0 | 0 | 71.598 | 143.1961 | 143.1961 | 143.1961 | 143.1961 | 0 | 0 | 0 | 0 | 24.8 | 24.8 | 24.8 | 24.8 | 24.8 | 0 | 0 | 0 | 0 | 0 | 0 | 0 | 0 | 0 | 0 | 0 | 0 | 0 | 0 | 0 | 0 | 0 | 0 | 0 | 0 | 0 | 0 | 50 | 100 | 100 | 100 | 100 | 0% | 0% | 0% | 0% | 16.35% | 16.35% | 16.35% | 16.35% | 16.35% | 0 | 0 | 0 | 0 | 42.3473 | 42.3473 | 0 | 0 | 0 | 0 | 0 | 0 | 0 | 23.9039 | 17.9594 | 0 | 0 | 0 | 46.0496 | 46.0496 | 84.6945 | 93.164 | Unplanned Build | Potential Build Solar PV2023
| 72 | NORT SOLAR PV 2026 | Northern Ghana Group | Sun | Solar PV | 0 | 0 | 0 | 0 | 0 | 0 | 0 | 0 | 0 | 0 | 0 | 0 | 0 | 0 | 71.598 | 214.7941 | 214.7941 | 214.7941 | 0 | 0 | 0 | 0 | 0 | 24.8 | 24.8 | 24.8 | 24.8 | 0 | 0 | 0 | 0 | 0 | 0 | 0 | 0 | 0 | 0 | 0 | 0 | 0 | 0 | 0 | 0 | 0 | 0 | 0 | 0 | 0 | 0 | 0 | 50 | 150 | 150 | 150 | 0% | 0% | 0% | 0% | 0% | 16.35% | 16.35% | 16.35% | 16.35% | 0 | 0 | 0 | 0 | 0 | 37.0351 | 74.0702 | 0 | 0 | 0 | 0 | 0 | 0 | 0 | 15.7065 | 23.601 | 0 | 0 | 17.2771 | 43.2383 | 37.0351 | 122.2158 | Unplanned Build | Potential Build Solar PV2026
| 73 | NORT SOLAR PV 2030 | Northern Ghana Group | Sun | Solar PV | 0 | 0 | 0 | 0 | 0 | 0 | 0 | 0 | 0 | 0 | 0 | 0 | 0 | 0 | 0 | 35.799 | 178.9951 | 178.9951 | 0 | 0 | 0 | 0 | 0 | 0 | 24.8 | 24.8 | 24.8 | 0 | 0 | 0 | 0 | 0 | 0 | 0 | 0 | 0 | 0 | 0 | 0 | 0 | 0 | 0 | 0 | 0 | 0 | 0 | 0 | 0 | 0 | 0 | 0 | 25 | 125 | 125 | 0% | 0% | 0% | 0% | 0% | 0% | 16.35% | 16.35% | 16.35% | 0 | 0 | 0 | 0 | 0 | 0 | 17.1313 | 68.5253 | 0 | 0 | 0 | 0 | 0 | 0 | 0 | 5.4586 | 13.5574 | 0 | 0 | 20.9175 | 0 | 94.2223 | Unplanned Build | Potential Build Solar PV2030
| 74 | NORT SOLAR PV 2035 | Northern Ghana Group | Sun | Solar PV | 0 | 0 | 0 | 0 | 0 | 0 | 0 | 0 | 0 | 0 | 0 | 0 | 0 | 0 | 0 | 0 | 71.598 | 429.5883 | 0 | 0 | 0 | 0 | 0 | 0 | 0 | 24.8 | 24.8 | 0 | 0 | 0 | 0 | 0 | 0 | 0 | 0 | 0 | 0 | 0 | 0 | 0 | 0 | 0 | 0 | 0 | 0 | 0 | 0 | 0 | 0 | 0 | 0 | 0 | 50 | 300 | 0% | 0% | 0% | 0% | 0% | 0% | 0% | 16.35% | 16.35% | 0 | 0 | 0 | 0 | 0 | 0 | 0 | 43.1892 | 215.946 | 0 | 0 | 0 | 0 | 0 | 0 | 0 | 8.5448 | 26.5281 | 0 | 9.3992 | 0 | 47.5081 | Unplanned Build | Potential Build Solar PV2035
| 76 | SOUT SOLAR PV 2020 | SouthEast Ghana Group | Sun | Solar PV | 0 | 0 | 0 | 0 | 0 | 0 | 0 | 0 | 0 | 0 | 0 | 0 | 1.8814 | 65.2567 | 65.2567 | 65.2567 | 65.2567 | 65.2567 | 0 | 0 | 0 | 24.8 | 24.8 | 24.8 | 24.8 | 24.8 | 24.8 | 0 | 0 | 0 | 0 | 0 | 0 | 0 | 0 | 0 | 0 | 0 | 0 | 0 | 0 | 0 | 0 | 0 | 0 | 0 | 0 | 0 | 1.4844 | 51.4843 | 51.4843 | 51.4843 | 51.4843 | 51.4843 | 0% | 0% | 0% | 14.47% | 14.47% | 14.47% | 14.47% | 14.47% | 14.47% | 0 | 0 | 0 | 1.3399 | 45.135 | 0 | 0 | 0 | 0 | 0 | 0 | 0 | 0.91519 | 25.4775 | 0 | 0 | 0 | 0 | 29.032 | 29.032 | 46.4749 | 51.1224 | Unplanned Build | Potential Build Solar PV2020
| 77 | SOUT SOLAR PV 2026 | SouthEast Ghana Group | Sun | Solar PV | 0 | 0 | 0 | 0 | 0 | 0 | 0 | 0 | 0 | 0 | 0 | 0 | 0 | 0 | 31.6876 | 221.8134 | 285.1886 | 285.1886 | 0 | 0 | 0 | 0 | 0 | 24.8 | 24.8 | 24.8 | 24.8 | 0 | 0 | 0 | 0 | 0 | 0 | 0 | 0 | 0 | 0 | 0 | 0 | 0 | 0 | 0 | 0 | 0 | 0 | 0 | 0 | 0 | 0 | 0 | 25 | 175 | 225 | 225 | 0% | 0% | 0% | 0% | 0% | 14.47% | 14.47% | 14.47% | 14.47% | 0 | 0 | 0 | 0 | 0 | 18.5175 | 111.1053 | 37.0351 | 0 | 0 | 0 | 0 | 0 | 0 | 7.8532 | 35.4016 | 7.3272 | 0 | 8.6386 | 55.6402 | 18.5175 | 183.3237 | Unplanned Build | Potential Build Solar PV2026
| 78 | SOUT SOLAR PV 2035 | SouthEast Ghana Group | Sun | Solar PV | 0 | 0 | 0 | 0 | 0 | 0 | 0 | 0 | 0 | 0 | 0 | 0 | 0 | 0 | 0 | 0 | 63.3753 | 285.1886 | 0 | 0 | 0 | 0 | 0 | 0 | 0 | 25 | 25 | 0 | 0 | 0 | 0 | 0 | 0 | 0 | 0 | 0 | 0 | 0 | 0 | 0 | 0 | 0 | 0 | 0 | 0 | 0 | 0 | 0 | 0 | 0 | 0 | 0 | 50 | 225 | 0% | 0% | 0% | 0% | 0% | 0% | 0% | 14.47% | 14.47% | 0 | 0 | 0 | 0 | 0 | 0 | 0 | 43.1892 | 151.1622 | 0 | 0 | 0 | 0 | 0 | 0 | 0 | 8.5448 | 18.5697 | 0 | 9.3992 | 0 | 47.5081 | Unplanned Build | Potential Build Solar PV2035
| 80 | SOUT SOLAR PV 2020 | SouthWest Ghana Group | Sun | Solar PV | 0 | 0 | 0 | 0 | 0 | 0 | 0 | 0 | 0 | 0 | 0 | 0 | 0 | 38.0252 | 76.0503 | 76.0503 | 76.0503 | 76.0503 | 0 | 0 | 0 | 0 | 24.8 | 24.8 | 24.8 | 24.8 | 24.8 | 0 | 0 | 0 | 0 | 0 | 0 | 0 | 0 | 0 | 0 | 0 | 0 | 0 | 0 | 0 | 0 | 0 | 0 | 0 | 0 | 0 | 0 | 30 | 60 | 60 | 60 | 60 | 0% | 0% | 0% | 0% | 14.47% | 14.47% | 14.47% | 14.47% | 14.47% | 0 | 0 | 0 | 0 | 27.081 | 27.081 | 0 | 0 | 0 | 0 | 0 | 0 | 0 | 15.2865 | 11.485 | 0 | 0 | 0 | 29.4487 | 29.4487 | 54.162 | 59.5782 | Unplanned Build | Potential Build Solar PV2020
| 81 | SOUT SOLAR PV 2026 | SouthWest Ghana Group | Sun | Solar PV | 0 | 0 | 0 | 0 | 0 | 0 | 0 | 0 | 0 | 0 | 0 | 0 | 0 | 0 | 25.3501 | 126.7505 | 152.1006 | 152.1006 | 0 | 0 | 0 | 0 | 0 | 24.8 | 24.8 | 24.8 | 24.8 | 0 | 0 | 0 | 0 | 0 | 0 | 0 | 0 | 0 | 0 | 0 | 0 | 0 | 0 | 0 | 0 | 0 | 0 | 0 | 0 | 0 | 0 | 0 | 20 | 100 | 120 | 120 | 0% | 0% | 0% | 0% | 0% | 14.47% | 14.47% | 14.47% | 14.47% | 0 | 0 | 0 | 0 | 0 | 14.814 | 59.2562 | 14.814 | 0 | 0 | 0 | 0 | 0 | 0 | 6.2826 | 18.8808 | 2.9309 | 0 | 6.9109 | 30.9037 | 14.814 | 97.7727 | Unplanned Build | Potential Build Solar PV2026
| 82 | SOUT SOLAR PV 2035 | SouthWest Ghana Group | Sun | Solar PV | 0 | 0 | 0 | 0 | 0 | 0 | 0 | 0 | 0 | 0 | 0 | 0 | 0 | 0 | 0 | 0 | 12.6751 | 152.1006 | 0 | 0 | 0 | 0 | 0 | 0 | 0 | 25 | 25 | 0 | 0 | 0 | 0 | 0 | 0 | 0 | 0 | 0 | 0 | 0 | 0 | 0 | 0 | 0 | 0 | 0 | 0 | 0 | 0 | 0 | 0 | 0 | 0 | 0 | 10 | 120 | 0% | 0% | 0% | 0% | 0% | 0% | 0% | 14.47% | 14.47% | 0 | 0 | 0 | 0 | 0 | 0 | 0 | 8.6378 | 95.0162 | 0 | 0 | 0 | 0 | 0 | 0 | 0 | 1.709 | 11.6724 | 0 | 1.8798 | 0 | 9.5016 | Unplanned Build | Potential Build Solar PV2035
| 84 | SOUT SOLAR PV 2026 | SouthEast Ghana Group | Sun | Solar PV | 0 | 0 | 0 | 0 | 0 | 0 | 0 | 0 | 0 | 0 | 0 | 0 | 0 | 0 | 12.6751 | 25.3501 | 38.0252 | 38.0252 | 0 | 0 | 0 | 0 | 0 | 24.8 | 24.8 | 24.8 | 24.8 | 0 | 0 | 0 | 0 | 0 | 0 | 0 | 0 | 0 | 0 | 0 | 0 | 0 | 0 | 0 | 0 | 0 | 0 | 0 | 0 | 0 | 0 | 0 | 10 | 20 | 30 | 30 | 0% | 0% | 0% | 0% | 0% | 14.47% | 14.47% | 14.47% | 14.47% | 0 | 0 | 0 | 0 | 0 | 7.407 | 7.407 | 7.407 | 0 | 0 | 0 | 0 | 0 | 0 | 3.1413 | 2.3601 | 1.4654 | 0 | 3.4554 | 7.6635 | 7.407 | 24.4432 | Unplanned Build | Potential Build Solar PV2026
| 85 | SOUT SOLAR PV 2035 | SouthEast Ghana Group | Sun | Solar PV | 0 | 0 | 0 | 0 | 0 | 0 | 0 | 0 | 0 | 0 | 0 | 0 | 0 | 0 | 0 | 0 | 12.6751 | 38.0252 | 0 | 0 | 0 | 0 | 0 | 0 | 0 | 25 | 25 | 0 | 0 | 0 | 0 | 0 | 0 | 0 | 0 | 0 | 0 | 0 | 0 | 0 | 0 | 0 | 0 | 0 | 0 | 0 | 0 | 0 | 0 | 0 | 0 | 0 | 10 | 30 | 0% | 0% | 0% | 0% | 0% | 0% | 0% | 14.47% | 14.47% | 0 | 0 | 0 | 0 | 0 | 0 | 0 | 8.6378 | 17.2757 | 0 | 0 | 0 | 0 | 0 | 0 | 0 | 1.709 | 2.1222 | 0 | 1.8798 | 0 | 9.5016 | Unplanned Build | Potential Build Solar PV2035
| 87 | ASHA SOLAR PV WITH STORAGE 2026 | Ashanti Group | Sun + storage | Solar PV + Storage | 0 | 0 | 0 | 0 | 0 | 0 | 0 | 0 | 0 | 0 | 0 | 0 | 0 | 0 | 0 | 12.675 | 12.675 | 12.675 | 0 | 0 | 0 | 0 | 0 | 0 | 28 | 28 | 28 | 0 | 0 | 0 | 0 | 0 | 0 | 0 | 0 | 0 | 0 | 0 | 0 | 0 | 0 | 0 | 0 | 0 | 0 | 0 | 0 | 0 | 0 | 0 | 0 | 10 | 10 | 10 | 0% | 0% | 0% | 0% | 0% | 0% | 14.47% | 14.47% | 14.47% | 0 | 0 | 0 | 0 | 0 | 0 | 11.875 | 0 | 0 | 0 | 0 | 0 | 0 | 0 | 0 | 3.7837 | 0 | 0 | 0 | 4.1621 | 0 | 13.0625 | Unplanned Build | Potential Build Solar PV with storage2026
| 88 | ASHA SOLAR PV WITH STORAGE 2035 | Ashanti Group | Sun + storage | Solar PV + Storage | 0 | 0 | 0 | 0 | 0 | 0 | 0 | 0 | 0 | 0 | 0 | 0 | 0 | 0 | 0 | 0 | 0 | 31.6876 | 0 | 0 | 0 | 0 | 0 | 0 | 0 | 0 | 28 | 0 | 0 | 0 | 0 | 0 | 0 | 0 | 0 | 0 | 0 | 0 | 0 | 0 | 0 | 0 | 0 | 0 | 0 | 0 | 0 | 0 | 0 | 0 | 0 | 0 | 0 | 25 | 0% | 0% | 0% | 0% | 0% | 0% | 0% | 0% | 14.47% | 0 | 0 | 0 | 0 | 0 | 0 | 0 | 0 | 25.65 | 0 | 0 | 0 | 0 | 0 | 0 | 0 | 0 | 3.151 | 0 | 0 | 0 | 0 | Unplanned Build | Potential Build Solar PV with storage2035
| 90 | SOUT SOLAR PV WITH STORAGE 2026 | SouthWest Ghana Group | Sun + storage | Solar PV + Storage | 0 | 0 | 0 | 0 | 0 | 0 | 0 | 0 | 0 | 0 | 0 | 0 | 0 | 0 | 0 | 6.3375 | 6.3375 | 6.3375 | 0 | 0 | 0 | 0 | 0 | 0 | 28 | 28 | 28 | 0 | 0 | 0 | 0 | 0 | 0 | 0 | 0 | 0 | 0 | 0 | 0 | 0 | 0 | 0 | 0 | 0 | 0 | 0 | 0 | 0 | 0 | 0 | 0 | 5 | 5 | 5 | 0% | 0% | 0% | 0% | 0% | 0% | 14.47% | 14.47% | 14.47% | 0 | 0 | 0 | 0 | 0 | 0 | 5.9375 | 0 | 0 | 0 | 0 | 0 | 0 | 0 | 0 | 1.8919 | 0 | 0 | 0 | 2.0811 | 0 | 6.5312 | Unplanned Build | Potential Build Solar PV with storage2026
| 93 | NORT SOLAR PV WITH STORAGE 2026 | Northern Ghana Group | Sun + storage | Solar PV + Storage | 0 | 0 | 0 | 0 | 0 | 0 | 0 | 0 | 0 | 0 | 0 | 0 | 0 | 0 | 0 | 63.3752 | 63.3752 | 63.3752 | 0 | 0 | 0 | 0 | 0 | 0 | 28 | 28 | 28 | 0 | 0 | 0 | 0 | 0 | 0 | 0 | 0 | 0 | 0 | 0 | 0 | 0 | 0 | 0 | 0 | 0 | 0 | 0 | 0 | 0 | 0 | 0 | 0 | 50 | 50 | 50 | 0% | 0% | 0% | 0% | 0% | 0% | 14.47% | 14.47% | 14.47% | 0 | 0 | 0 | 0 | 0 | 0 | 59.375 | 0 | 0 | 0 | 0 | 0 | 0 | 0 | 0 | 18.9187 | 0 | 0 | 0 | 20.8106 | 0 | 65.3125 | Unplanned Build | Potential Build Solar PV with storage2026
| 94 | NORT SOLAR PV WITH STORAGE 2035 | Northern Ghana Group | Sun + storage | Solar PV + Storage | 0 | 0 | 0 | 0 | 0 | 0 | 0 | 0 | 0 | 0 | 0 | 0 | 0 | 0 | 0 | 0 | 0 | 158.4381 | 0 | 0 | 0 | 0 | 0 | 0 | 0 | 0 | 28 | 0 | 0 | 0 | 0 | 0 | 0 | 0 | 0 | 0 | 0 | 0 | 0 | 0 | 0 | 0 | 0 | 0 | 0 | 0 | 0 | 0 | 0 | 0 | 0 | 0 | 0 | 125 | 0% | 0% | 0% | 0% | 0% | 0% | 0% | 0% | 14.47% | 0 | 0 | 0 | 0 | 0 | 0 | 0 | 0 | 128.25 | 0 | 0 | 0 | 0 | 0 | 0 | 0 | 0 | 15.755 | 0 | 0 | 0 | 0 | Unplanned Build | Potential Build Solar PV with storage2035
| 96 | SOUT SOLAR PV WITH STORAGE 2026 | SouthEast Ghana Group | Sun + storage | Solar PV + Storage | 0 | 0 | 0 | 0 | 0 | 0 | 0 | 0 | 0 | 0 | 0 | 0 | 0 | 0 | 0 | 95.0629 | 95.0629 | 95.0629 | 0 | 0 | 0 | 0 | 0 | 0 | 28 | 28 | 28 | 0 | 0 | 0 | 0 | 0 | 0 | 0 | 0 | 0 | 0 | 0 | 0 | 0 | 0 | 0 | 0 | 0 | 0 | 0 | 0 | 0 | 0 | 0 | 0 | 75 | 75 | 75 | 0% | 0% | 0% | 0% | 0% | 0% | 14.47% | 14.47% | 14.47% | 0 | 0 | 0 | 0 | 0 | 0 | 89.0625 | 0 | 0 | 0 | 0 | 0 | 0 | 0 | 0 | 28.3781 | 0 | 0 | 0 | 31.2159 | 0 | 97.9688 | Unplanned Build | Potential Build Solar PV with storage2026
| 99 | SOUT SOLAR PV WITH STORAGE 2026 | SouthWest Ghana Group | Sun + storage | Solar PV + Storage | 0 | 0 | 0 | 0 | 0 | 0 | 0 | 0 | 0 | 0 | 0 | 0 | 0 | 0 | 0 | 50.7002 | 50.7002 | 50.7002 | 0 | 0 | 0 | 0 | 0 | 0 | 28 | 28 | 28 | 0 | 0 | 0 | 0 | 0 | 0 | 0 | 0 | 0 | 0 | 0 | 0 | 0 | 0 | 0 | 0 | 0 | 0 | 0 | 0 | 0 | 0 | 0 | 0 | 40 | 40 | 40 | 0% | 0% | 0% | 0% | 0% | 0% | 14.47% | 14.47% | 14.47% | 0 | 0 | 0 | 0 | 0 | 0 | 47.5 | 0 | 0 | 0 | 0 | 0 | 0 | 0 | 0 | 15.135 | 0 | 0 | 0 | 16.6485 | 0 | 52.25 | Unplanned Build | Potential Build Solar PV with storage2026
| 102 | SOUT SOLAR PV WITH STORAGE 2026 | SouthEast Ghana Group | Sun + storage | Solar PV + Storage | 0 | 0 | 0 | 0 | 0 | 0 | 0 | 0 | 0 | 0 | 0 | 0 | 0 | 0 | 0 | 6.3375 | 6.3375 | 6.3375 | 0 | 0 | 0 | 0 | 0 | 0 | 28 | 28 | 28 | 0 | 0 | 0 | 0 | 0 | 0 | 0 | 0 | 0 | 0 | 0 | 0 | 0 | 0 | 0 | 0 | 0 | 0 | 0 | 0 | 0 | 0 | 0 | 0 | 5 | 5 | 5 | 0% | 0% | 0% | 0% | 0% | 0% | 14.47% | 14.47% | 14.47% | 0 | 0 | 0 | 0 | 0 | 0 | 5.9375 | 0 | 0 | 0 | 0 | 0 | 0 | 0 | 0 | 1.8919 | 0 | 0 | 0 | 2.0811 | 0 | 6.5312 | Unplanned Build | Potential Build Solar PV with storage2026
| 104 | SOUT WIND TURBINE 2020 | SouthEast Ghana Group | Wind | Wind | 0 | 0 | 0 | 0 | 0 | 0 | 0 | 0 | 0 | 0 | 0 | 0 | 175.1525 | 350.305 | 525.4575 | 525.4575 | 525.4575 | 525.4575 | 0 | 0 | 0 | 46.71 | 46.71 | 46.71 | 46.71 | 46.71 | 46.71 | 0 | 0 | 0 | 0 | 0 | 0 | 0 | 0 | 0 | 0 | 0 | 0 | 0 | 0 | 0 | 0 | 0 | 0 | 0 | 0 | 0 | 75 | 150 | 225 | 225 | 225 | 225 | 0% | 0% | 0% | 26.66% | 26.66% | 26.66% | 26.66% | 26.66% | 26.66% | 0 | 0 | 0 | 67.5749 | 67.5749 | 67.5749 | 0 | 0 | 0 | 0 | 0 | 0 | 46.1546 | 38.1443 | 28.6584 | 0 | 0 | 0 | 124.253 | 124.253 | 202.7248 | 222.9973 | Unplanned Build | Potential Build Wind2020
| 105 | SOUT WIND TURBINE 2026 | SouthEast Ghana Group | Wind | Wind | 0 | 0 | 0 | 0 | 0 | 0 | 0 | 0 | 0 | 0 | 0 | 0 | 0 | 0 | 175.1525 | 408.6892 | 525.4575 | 525.4575 | 0 | 0 | 0 | 0 | 0 | 46.71 | 46.71 | 46.71 | 46.71 | 0 | 0 | 0 | 0 | 0 | 0 | 0 | 0 | 0 | 0 | 0 | 0 | 0 | 0 | 0 | 0 | 0 | 0 | 0 | 0 | 0 | 0 | 0 | 75 | 175 | 225 | 225 | 0% | 0% | 0% | 0% | 0% | 26.66% | 26.66% | 26.66% | 26.66% | 0 | 0 | 0 | 0 | 0 | 42.0874 | 56.1165 | 28.0583 | 0 | 0 | 0 | 0 | 0 | 0 | 17.8492 | 17.8804 | 5.5512 | 0 | 19.6341 | 45.4089 | 42.0874 | 138.8883 | Unplanned Build | Potential Build Wind2026
| 106 | SOUT WIND TURBINE 2035 | SouthEast Ghana Group | Wind | Wind | 0 | 0 | 0 | 0 | 0 | 0 | 0 | 0 | 0 | 0 | 0 | 0 | 0 | 0 | 0 | 0 | 233.5367 | 233.5367 | 0 | 0 | 0 | 0 | 0 | 0 | 0 | 47 | 47 | 0 | 0 | 0 | 0 | 0 | 0 | 0 | 0 | 0 | 0 | 0 | 0 | 0 | 0 | 0 | 0 | 0 | 0 | 0 | 0 | 0 | 0 | 0 | 0 | 0 | 100 | 100 | 0% | 0% | 0% | 0% | 0% | 0% | 0% | 26.66% | 26.66% | 0 | 0 | 0 | 0 | 0 | 0 | 0 | 78.3123 | 0 | 0 | 0 | 0 | 0 | 0 | 0 | 0 | 15.4937 | 0 | 0 | 17.043 | 0 | 86.1435 | Unplanned Build | Potential Build Wind2035

## LowConCapCost
Back to Contents | [77 empty] | 90.91% | 82.64% | 75.13% | 68.3% | 56.45% | 42.41% | 31.86% | 19.78% | 12.28% | Cap Cost NPV |  | Cap Cost -- no NPV
|  | Plant Name |  |  |  | FUEL CONSUMPTION | [8 empty] | GENERATION | [8 empty] | FOM (USD/kW-yr | [8 empty] | VOM (USD/MWh) | [8 empty] | Fuel Cost (USD/MWh) | [8 empty] | Available Capacity | [8 empty] | Capacity Factors | [8 empty] | Total Capital Cost | [8 empty] | Total Capital Cost (NPV) | [8 empty] | 1306.8029 | 2309.876 | 2528.2476 | 6318.929 | Unplanned? | Plant Name
| UnitID |  | Model Region | Fuel Type | Capacity Type | 2017 | 2018 | 2019 | 2020 | 2023 | 2026 | 2030 | 2035 | 2040 | 2017 | 2018 | 2019 | 2020 | 2023 | 2026 | 2030 | 2035 | 2040 | 2017 | 2018 | 2019 | 2020 | 2023 | 2026 | 2030 | 2035 | 2040 | 2017 | 2018 | 2019 | 2020 | 2023 | 2026 | 2030 | 2035 | 2040 | 2017 | 2018 | 2019 | 2020 | 2023 | 2026 | 2030 | 2035 | 2040 | 2017 | 2018 | 2019 | 2020 | 2023 | 2026 | 2030 | 2035 | 2040 | 2017 | 2018 | 2019 | 2020 | 2023 | 2026 | 2030 | 2035 | 2040 | 2017 | 2018 | 2019 | 2020 | 2023 | 2026 | 2030 | 2035 | 2040 | 2017 | 2018 | 2019 | 2020 | 2023 | 2026 | 2030 | 2035 | 2040 | 10-year | 20-year | 10-year | 20-year
| 1 | CENIT | SouthEast Ghana Group | Oil | Oil Combustion | 0 | 0 | 0 | 0 | 0 | 0 | 0 | 0 | 0 | 0 | 0 | 0 | 0 | 0 | 0 | 0 | 0 | 0 | 11.83 | 11.83 | 11.83 | 11.83 | 11.83 | 11.83 | 11.83 | 0 | 0 | 0 | 0 | 0 | 0 | 0 | 0 | 0 | 0 | 0 | 0 | 0 | 0 | 0 | 0 | 0 | 0 | 0 | 0 | 100 | 100 | 100 | 100 | 100 | 100 | 100 |  |  | 0% | 0% | 0% | 0% | 0% | 0% | 0% | [11 empty] | 0 | 0 | 0 | 0 | 0 | 0 | 0 | 0 | 0 | 0 | 0 | 0 | 0 | Existing & Under Const. Plant
| 2 | Trojan 2B | SouthEast Ghana Group | Oil | Oil Combustion | 0.26958 | 0 | 0 | 0 | 0 | 0 | 0 | 0 | 0 | 31.941 | 0 | 0 | 0 | 0 | 0 | 0 | 0 | 0 | 34 | 34 | 34 | 34 | 0 | 0 | 0 | 0 | 0 | 5.5 | 0 | 0 | 0 | 0 | 0 | 0 | 0 | 0 | 97.9957 | 0 | 0 | 0 | 0 | 0 | 0 | 0 | 0 | 16.25 | 16.25 | 16.25 | 16.25 | [5 empty] | 22.44% | 0% | 0% | 0% | [14 empty] | 0 | 0 | 0 | 0 | 0 | 0 | 0 | 0 | 0 | 0 | 0 | 0 | 0 | Existing & Under Const. Plant
| 3 | Trojan 2A | Ashanti Group | Oil | Oil Combustion | 0.26958 | 0 | 0 | 0 | 0 | 0 | 0 | 0 | 0 | 31.941 | 0 | 0 | 0 | 0 | 0 | 0 | 0 | 0 | 34 | 34 | 34 | 34 | 0 | 0 | 0 | 0 | 0 | 5.5 | 0 | 0 | 0 | 0 | 0 | 0 | 0 | 0 | 108.8196 | 0 | 0 | 0 | 0 | 0 | 0 | 0 | 0 | 16.25 | 16.25 | 16.25 | 16.25 | [5 empty] | 22.44% | 0% | 0% | 0% | [14 empty] | 0 | 0 | 0 | 0 | 0 | 0 | 0 | 0 | 0 | 0 | 0 | 0 | 0 | Existing & Under Const. Plant
| 4 | GP Tarkwa Plant | SouthWest Ghana Group | Oil | Oil Combustion | 0 | 0 | 0 | 0 | 0 | 0 | 0 | 0 | 0 | 0 | 0 | 0 | 0 | 0 | 0 | 0 | 0 | 0 | 17.5 | 17.5 | 17.5 | 17.5 | 17.5 | 17.5 | 17.5 | 17.5 | 17.5 | 0 | 0 | 0 | 0 | 0 | 0 | 0 | 0 | 0 | 0 | 0 | 0 | 0 | 0 | 0 | 0 | 0 | 0 | 33 | 33 | 33 | 33 | 33 | 33 | 33 | 33 | 33 | 0% | 0% | 0% | 0% | 0% | 0% | 0% | 0% | 0% | [9 empty] | 0 | 0 | 0 | 0 | 0 | 0 | 0 | 0 | 0 | 0 | 0 | 0 | 0 | Existing & Under Const. Plant
| 5 | GP Chirano Plant | SouthWest Ghana Group | Oil | Oil Combustion | 0 | 0 | 0 | 0 | 0 | 0 | 0 | 0 | 0 | 0 | 0 | 0 | 0 | 0 | 0 | 0 | 0 | 0 | 17.5 | 17.5 | 17.5 | 17.5 | 17.5 | 17.5 | 17.5 | 17.5 | 17.5 | 0 | 0 | 0 | 0 | 0 | 0 | 0 | 0 | 0 | 0 | 0 | 0 | 0 | 0 | 0 | 0 | 0 | 0 | 30 | 30 | 30 | 30 | 30 | 30 | 30 | 30 | 30 | 0% | 0% | 0% | 0% | 0% | 0% | 0% | 0% | 0% | [9 empty] | 0 | 0 | 0 | 0 | 0 | 0 | 0 | 0 | 0 | 0 | 0 | 0 | 0 | Existing & Under Const. Plant
| 6 | GP Darmang Plant | SouthWest Ghana Group | Oil | Oil Combustion | 0 | 0 | 0 | 0 | 0 | 0 | 0 | 0 | 0 | 0 | 0 | 0 | 0 | 0 | 0 | 0 | 0 | 0 | 17.5 | 17.5 | 17.5 | 17.5 | 17.5 | 17.5 | 17.5 | 17.5 | 17.5 | 0 | 0 | 0 | 0 | 0 | 0 | 0 | 0 | 0 | 0 | 0 | 0 | 0 | 0 | 0 | 0 | 0 | 0 | 25.5 | 25.5 | 25.5 | 25.5 | 25.5 | 25.5 | 25.5 | 25.5 | 25.5 | 0% | 0% | 0% | 0% | 0% | 0% | 0% | 0% | 0% | [9 empty] | 0 | 0 | 0 | 0 | 0 | 0 | 0 | 0 | 0 | 0 | 0 | 0 | 0 | Existing & Under Const. Plant
| 7 | SAPP 2 | SouthEast Ghana Group | Oil/Gas | Oil/Gas Combined Cycle | 9.6772 | 22.9399 | 12.2699 | 7.7484 | 23.5117 | 23.5117 | 23.5117 | 23.5117 | 23.5117 | 1240.6699 | 2941.0073 | 1573.0645 | 993.3858 | 3014.3157 | 3014.316 | 3014.316 | 3014.316 | 3014.316 | 16 | 16 | 16 | 16 | 16 | 16 | 16 | 16 | 16 | 3.5 | 3.5 | 3.5 | 3.5 | 3.5 | 3.5 | 3.5 | 3.5 | 3.5 | 70.9165 | 62.6503 | 64.8913 | 64.7653 | 72.5963 | 69.3536 | 69.3561 | 80.4959 | 86.7641 | 370 | 370 | 370 | 370 | 370 | 370 | 370 | 370 | 370 | 38.28% | 90.74% | 48.53% | 30.65% | 93% | 93% | 93% | 93% | 93% | [9 empty] | 0 | 0 | 0 | 0 | 0 | 0 | 0 | 0 | 0 | 0 | 0 | 0 | 0 | Existing & Under Const. Plant
| 8 | Cenpower | SouthEast Ghana Group | Oil/Gas | Oil/Gas Combined Cycle | 0 | 0.10559 | 1.5967 | 0 | 21.6884 | 21.6884 | 21.6884 | 21.6884 | 20.6443 | 0 | 13.4856 | 203.923 | 0 | 2769.912 | 2769.912 | 2769.912 | 2769.912 | 2636.5689 | 0 | 16 | 16 | 16 | 16 | 16 | 16 | 16 | 16 | 0 | 3.5 | 3.5 | 0 | 3.5 | 3.5 | 3.5 | 3.5 | 3.5 | 0 | 64.3474 | 65.1409 | 0 | 65.5343 | 68.0056 | 74.4376 | 82.1663 | 86.5387 |  | 340 | 340 | 340 | 340 | 340 | 340 | 340 | 340 |  | 0.4528% | 6.847% | 0% | 93% | 93% | 93% | 93% | 88.52% | [9 empty] | 0 | 0 | 0 | 0 | 0 | 0 | 0 | 0 | 0 | 0 | 0 | 0 | 0 | Existing & Under Const. Plant
| 9 | KarpowerShip 1 | SouthEast Ghana Group | Oil/Gas | Oil/Gas Combined Cycle | 14.837 | 0 | 0 | 0 | 0 | 0 | 0 | 0 | 0 | 1942.0128 | 0 | 0 | 0 | 0 | 0 | 0 | 0 | 0 | 177.828 | 0 | 0 | 0 | 0 | 0 | 0 | 0 | 0 | 3.5 | 0 | 0 | 0 | 0 | 0 | 0 | 0 | 0 | 67.7182 | 0 | 0 | 0 | 0 | 0 | 0 | 0 | 0 | 247 | [8 empty] | 89.75% | [17 empty] | 0 | 0 | 0 | 0 | 0 | 0 | 0 | 0 | 0 | 0 | 0 | 0 | 0 | Existing & Under Const. Plant
| 10 | AKSA | SouthEast Ghana Group | Oil/Gas | Oil/Gas Combined Cycle | 10.1595 | 0 | 9.1475 | 0 | 13.7173 | 3.3181 | 1.1868 | 4.0386 | 12.4423 | 1195.236 | 0 | 1076.1727 | 0 | 1613.8052 | 390.3667 | 139.6291 | 475.1315 | 1463.8051 | 16 | 16 | 16 | 16 | 16 | 16 | 16 | 16 | 16 | 3.5 | 0 | 3.5 | 0 | 3.5 | 3.5 | 3.5 | 3.5 | 3.5 | 75.3409 | 0 | 70.7149 | 0 | 78.8834 | 72.3092 | 69.069 | 88.5609 | 96.2564 | 250 | 375 | 375 | 375 | 375 | 375 | 375 | 375 | 375 | 54.58% | 0% | 32.76% | 0% | 49.13% | 11.88% | 4.251% | 14.46% | 44.56% | [9 empty] | 0 | 0 | 0 | 0 | 0 | 0 | 0 | 0 | 0 | 0 | 0 | 0 | 0 | Existing & Under Const. Plant
| 11 | TAPCO (T1) | SouthWest Ghana Group | Oil/Gas | Oil/Gas Combined Cycle | 11.645 | 17.1872 | 0 | 17.1872 | 17.1872 | 17.1872 | 16.984 | 16.5942 | 0.7953 | 1496.2071 | 2208.3 | 0 | 2208.3004 | 2208.3 | 2208.2998 | 2182.1859 | 2132.1103 | 102.1847 | 18.7 | 18.7 | 18.7 | 18.7 | 18.7 | 18.7 | 18.7 | 18.7 | 18.7 | 5 | 5 | 0 | 5 | 5 | 5 | 5 | 5 | 5 | 59.0542 | 62.3154 | 0 | 64.6242 | 61.2801 | 62.3592 | 63.0192 | 62.5775 | 61.5635 | 305 | 305 | 305 | 305 | 305 | 305 | 305 | 305 | 305 | 56% | 82.65% | 0% | 82.65% | 82.65% | 82.65% | 81.67% | 79.8% | 3.825% | [9 empty] | 0 | 0 | 0 | 0 | 0 | 0 | 0 | 0 | 0 | 0 | 0 | 0 | 0 | Existing & Under Const. Plant
| 12 | TICO (T2) | SouthWest Ghana Group | Oil/Gas | Oil/Gas Combined Cycle | 17.7346 | 17.7346 | 9.5854 | 17.7346 | 17.7346 | 17.7346 | 17.7346 | 17.7346 | 5.3441 | 2382.7196 | 2382.72 | 1287.8384 | 2382.72 | 2382.72 | 2382.7199 | 2382.72 | 2382.72 | 718.0045 | 30.94 | 30.94 | 30.94 | 30.94 | 30.94 | 30.94 | 30.94 | 30.94 | 30.94 | 4.9 | 4.9 | 4.9 | 4.9 | 4.9 | 4.9 | 4.9 | 4.9 | 4.9 | 55.1049 | 59.5931 | 61.9213 | 61.8011 | 58.603 | 59.635 | 60.2662 | 59.8438 | 58.8741 | 320 | 320 | 320 | 320 | 320 | 320 | 320 | 320 | 320 | 85% | 85% | 45.94% | 85% | 85% | 85% | 85% | 85% | 25.61% | [9 empty] | 0 | 0 | 0 | 0 | 0 | 0 | 0 | 0 | 0 | 0 | 0 | 0 | 0 | Existing & Under Const. Plant
| 13 | Amandi | SouthWest Ghana Group | Oil/Gas | Oil/Gas Combined Cycle | 0 | 0 | 8.0946 | 0 | 12.0103 | 10.6665 | 7.9721 | 8.4135 | 0.17727 | 0 | 0 | 987.1488 | 0 | 1464.6719 | 1300.7981 | 972.2043 | 1026.0377 | 21.6181 | 0 | 0 | 30.94 | 30.94 | 30.94 | 30.94 | 30.94 | 30.94 | 30.94 | 0 | 0 | 4.9 | 0 | 4.9 | 4.9 | 4.9 | 4.9 | 4.9 | 0 | 0 | 68.2191 | 0 | 64.5633 | 65.7003 | 66.3957 | 65.9303 | 64.862 |  |  | 190 | 190 | 190 | 190 | 190 | 190 | 190 |  |  | 59.31% | 0% | 88% | 78.15% | 58.41% | 61.65% | 1.299% | [9 empty] | 0 | 0 | 0 | 0 | 0 | 0 | 0 | 0 | 0 | 0 | 0 | 0 | 0 | Existing & Under Const. Plant
| 14 | KarpowerShip 2 | SouthWest Ghana Group | Oil/Gas | Oil/Gas Combined Cycle | 0 | 24.5592 | 31.8841 | 30.5313 | 0 | 0 | 0 | 0 | 0 | 0 | 2884.5636 | 3744.9 | 3586.0079 | 0 | 0 | 0 | 0 | 0 | 0 | 177.828 | 177.828 | 177.828 | 177.828 | 0 | 0 | 0 | 0 | 0 | 3.5 | 3.5 | 3.5 | 0 | 0 | 0 | 0 | 0 | 0 | 68.1682 | 70.8314 | 70.6939 | 0 | 0 | 0 | 0 | 0 |  | 450 | 450 | 450 | 450 | [5 empty] | 73.18% | 95% | 90.97% | 0% | [13 empty] | 0 | 0 | 0 | 0 | 0 | 0 | 0 | 0 | 0 | 0 | 0 | 0 | 0 | Existing & Under Const. Plant
| 15 | Early Power | SouthEast Ghana Group | Oil/Gas | Oil/Gas Combustion | 0 | 0 | 7.6188 | 23.0656 | 23.0656 | 23.0656 | 23.0656 | 23.0656 | 23.0656 | 0 | 0 | 1015.836 | 3075.417 | 3075.417 | 3075.417 | 3075.4174 | 3075.417 | 3075.417 | 0 | 0 | 16 | 16 | 16 | 16 | 16 | 16 | 16 | 0 | 0 | 3.5 | 3.5 | 3.5 | 3.5 | 3.5 | 3.5 | 3.5 | 0 | 0 | 62.3955 | 62.2744 | 61.913 | 73.2647 | 67.2575 | 80.2031 | 85.3772 |  |  | 377.5 | 377.5 | 377.5 | 377.5 | 377.5 | 377.5 | 377.5 |  |  | 30.72% | 93% | 93% | 93% | 93% | 93% | 93% | [9 empty] | 0 | 0 | 0 | 0 | 0 | 0 | 0 | 0 | 0 | 0 | 0 | 0 | 0 | Existing & Under Const. Plant
| 16 | TT1PP | SouthEast Ghana Group | Oil/Gas | Oil/Gas Combustion | 0 | 0 | 0 | 0 | 0 | 0 | 0 | 0 | 0 | 0 | 0 | 0 | 0 | 0 | 0 | 0 | 0 | 0 | 14.3 | 14.3 | 14.3 | 14.3 | 14.3 | 14.3 | 14.3 | 14.3 | 14.3 | 0 | 0 | 0 | 0 | 0 | 0 | 0 | 0 | 0 | 0 | 0 | 0 | 0 | 0 | 0 | 0 | 0 | 0 | 100 | 100 | 100 | 100 | 100 | 100 | 100 | 100 | 100 | 0% | 0% | 0% | 0% | 0% | 0% | 0% | 0% | 0% | [9 empty] | 0 | 0 | 0 | 0 | 0 | 0 | 0 | 0 | 0 | 0 | 0 | 0 | 0 | Existing & Under Const. Plant
| 17 | KTPP | SouthEast Ghana Group | Oil/Gas | Oil/Gas Combustion | 0.31622 | 0 | 1.2613 | 0 | 0 | 0 | 0 | 0 | 0 | 29.0114 | 0 | 115.7177 | 0 | 0 | 0 | 0 | 0 | 0 | 12.3 | 12.3 | 12.3 | 12.3 | 12.3 | 12.3 | 12.3 | 12.3 | 12.3 | 3.5 | 0 | 3.5 | 0 | 0 | 0 | 0 | 0 | 0 | 126.5585 | 0 | 90.6815 | 0 | 0 | 0 | 0 | 0 | 0 | 200 | 200 | 200 | 200 | 200 | 200 | 200 | 200 | 200 | 1.656% | 0% | 6.605% | 0% | 0% | 0% | 0% | 0% | 0% | [9 empty] | 0 | 0 | 0 | 0 | 0 | 0 | 0 | 0 | 0 | 0 | 0 | 0 | 0 | Existing & Under Const. Plant
| 18 | Trojan 1 | SouthEast Ghana Group | Oil/Gas | Oil/Gas Combustion | 0.41408 | 0 | 0 | 0 | 0 | 0 | 0 | 0 | 0 | 49.0614 | 0 | 0 | 0 | 0 | 0 | 0 | 0 | 0 | 34 | 34 | 34 | 34 | 0 | 0 | 0 | 0 | 0 | 5.5 | 0 | 0 | 0 | 0 | 0 | 0 | 0 | 0 | 97.9957 | 0 | 0 | 0 | 0 | 0 | 0 | 0 | 0 | 24.96 | 24.96 | 24.96 | 24.96 | [5 empty] | 22.44% | 0% | 0% | 0% | [14 empty] | 0 | 0 | 0 | 0 | 0 | 0 | 0 | 0 | 0 | 0 | 0 | 0 | 0 | Existing & Under Const. Plant
| 19 | MRP | SouthEast Ghana Group | Oil/Gas | Oil/Gas Combustion | 0 | 0 | 0 | 0 | 0 | 0 | 0 | 0 | 0 | 0 | 0 | 0 | 0 | 0 | 0 | 0 | 0 | 0 | 12.5737 | 12.5737 | 12.5737 | 12.5737 | 12.5737 | 12.5737 | 12.5737 | 12.5737 | 12.5737 | 0 | 0 | 0 | 0 | 0 | 0 | 0 | 0 | 0 | 0 | 0 | 0 | 0 | 0 | 0 | 0 | 0 | 0 | 70 | 70 | 70 | 70 | 70 | 70 | 70 | 70 | 70 | 0% | 0% | 0% | 0% | 0% | 0% | 0% | 0% | 0% | [9 empty] | 0 | 0 | 0 | 0 | 0 | 0 | 0 | 0 | 0 | 0 | 0 | 0 | 0 | Existing & Under Const. Plant
| 20 | Safisana | SouthEast Ghana Group | Biogas | Biogas | 0.010052 | 0.010052 | 0.010052 | 0 | 0.010052 | 0.010052 | 0.010052 | 0.010052 | 0.010052 | 0.7446 | 0.7446 | 0.7446 | 0 | 0.7446 | 0.7446 | 0.7446 | 0.7446 | 0.7446 | 35 | 35 | 35 | 35 | 35 | 35 | 35 | 35 | 35 | 4.2 | 4.2 | 4.2 | 0 | 4.2 | 4.2 | 4.2 | 4.2 | 4.2 | 40.5 | 40.5 | 40.5 | 0 | 40.5 | 40.5 | 40.5 | 40.5 | 40.5 | 0.1 | 0.1 | 0.1 | 0.1 | 0.1 | 0.1 | 0.1 | 0.1 | 0.1 | 85% | 85% | 85% | 0% | 85% | 85% | 85% | 85% | 85% | [9 empty] | 0 | 0 | 0 | 0 | 0 | 0 | 0 | 0 | 0 | 0 | 0 | 0 | 0 | Existing & Under Const. Plant
| 21 | TT2PP | SouthEast Ghana Group | Gas | Gas Combustion Turbine | 0.5098 | 0 | 0 | 0 | 0 | 0 | 0 | 0.0072037 | 0.00090551 | 52.4484 | 0 | 0 | 0 | 0 | 0 | 0 | 0.74113 | 0.09316 | 12.1007 | 12.1007 | 12.1007 | 12.1007 | 12.1007 | 12.1007 | 12.1007 | 12.1007 | 12.1007 | 4.5 | 0 | 0 | 0 | 0 | 0 | 0 | 4.5 | 4.5 | 79.8984 | 0 | 0 | 0 | 0 | 0 | 0 | 78.1515 | 110.6489 | 45 | 45 | 45 | 45 | 45 | 45 | 45 | 45 | 45 | 13.31% | 0% | 0% | 0% | 0% | 0% | 0% | 0.188% | 0.02363% | [9 empty] | 0 | 0 | 0 | 0 | 0 | 0 | 0 | 0 | 0 | 0 | 0 | 0 | 0 | Existing & Under Const. Plant
| 22 | SAPP 1 | SouthEast Ghana Group | Gas | Gas Combustion Turbine | 3.0298 | 0 | 0 | 0 | 0 | 0 | 0 | 0.1386 | 0.045935 | 324.7329 | 0 | 0 | 0 | 0 | 0 | 0 | 14.8548 | 4.9234 | 11.83 | 11.83 | 11.83 | 11.83 | 11.83 | 11.83 | 11.83 | 11.83 | 11.83 | 4.5 | 0 | 0 | 0 | 0 | 0 | 0 | 4.5 | 4.5 | 76.6926 | 0 | 0 | 0 | 0 | 0 | 0 | 92.2286 | 106.2092 | 180 | 180 | 180 | 180 | 180 | 180 | 180 | 180 | 180 | 20.59% | 0% | 0% | 0% | 0% | 0% | 0% | 0.9421% | 0.3122% | [9 empty] | 0 | 0 | 0 | 0 | 0 | 0 | 0 | 0 | 0 | 0 | 0 | 0 | 0 | Existing & Under Const. Plant
| 23 | Trojan 3 | SouthEast Ghana Group | Gas | Gas Combustion Turbine | 0 | 0 | 0 | 0 | 0 | 0 | 0 | 0 | 0 | 0 | 0 | 0 | 0 | 0 | 0 | 0 | 0 | 0 | 0 | 34 | 34 | 34 | 0 | 0 | 0 | 0 | 0 | 0 | 0 | 0 | 0 | 0 | 0 | 0 | 0 | 0 | 0 | 0 | 0 | 0 | 0 | 0 | 0 | 0 | 0 | 0 | 49.92 | 49.92 | 49.92 | 0 | 0 | 0 | 0 | 0 | 0% | 0% | 0% | 0% | 0% | 0% | 0% | 0% | 0% | [9 empty] | 0 | 0 | 0 | 0 | 0 | 0 | 0 | 0 | 0 | 0 | 0 | 0 | 0 | Existing & Under Const. Plant
| 24 | Ameri_2016 | SouthWest Ghana Group | Gas | Gas Combustion Turbine | 0.42075 | 0 | 18.427 | 0 | 0 | 0 | 0 | 0 | 0 | 41.4044 | 0 | 1813.32 | 0 | 0 | 0 | 0 | 0 | 0 | 14.54 | 14.54 | 14.54 | 14.54 | 0 | 0 | 0 | 0 | 0 | 5 | 0 | 5 | 0 | 0 | 0 | 0 | 0 | 0 | 74.9854 | 0 | 84.5417 | 0 | 0 | 0 | 0 | 0 | 0 | 230 | 230 | 230 | 230 | 0 | 0 | 0 | 0 | 0 | 2.055% | 0% | 90% | 0% | 0% | 0% | 0% | 0% | 0% | [9 empty] | 0 | 0 | 0 | 0 | 0 | 0 | 0 | 0 | 0 | 0 | 0 | 0 | 0 | Existing & Under Const. Plant
| 25 | Ameri_2021 | SouthWest Ghana Group | Gas | Gas Combustion Turbine | 0 | 0 | 0 | 0 | 0 | 0 | 0 | 0.0018786 | 0 | 0 | 0 | 0 | 0 | 0 | 0 | 0 | 0.18487 | 0 | 0 | 0 | 0 | 0 | 14.54 | 14.54 | 14.54 | 14.54 | 14.54 | 0 | 0 | 0 | 0 | 0 | 0 | 0 | 4.17 | 0 | 0 | 0 | 0 | 0 | 0 | 0 | 0 | 81.7053 | 0 | 0 | 0 | 0 | 0 | 230 | 230 | 230 | 230 | 230 | 0% | 0% | 0% | 0% | 0% | 0% | 0% | 0.009175% | 0% | [9 empty] | 0 | 0 | 0 | 0 | 0 | 0 | 0 | 0 | 0 | 0 | 0 | 0 | 0 | Existing & Under Const. Plant
| 26 | Bui | Northern Ghana Group | Water | Hydro | 0 | 0 | 0 | 0 | 0 | 0 | 0 | 0 | 0 | 669.5866 | 669.5866 | 669.5865 | 669.5866 | 669.5866 | 669.5862 | 669.5865 | 669.5864 | 669.5865 | 27.74 | 27.74 | 27.74 | 27.74 | 27.74 | 27.74 | 27.74 | 27.74 | 27.74 | 1.63 | 1.63 | 1.63 | 1.63 | 1.63 | 1.63 | 1.63 | 1.63 | 1.63 | 0 | 0 | 0 | 0 | 0 | 0 | 0 | 0 | 0 | 330 | 330 | 330 | 330 | 330 | 330 | 330 | 330 | 330 | 23.16% | 23.16% | 23.16% | 23.16% | 23.16% | 23.16% | 23.16% | 23.16% | 23.16% | [9 empty] | 0 | 0 | 0 | 0 | 0 | 0 | 0 | 0 | 0 | 0 | 0 | 0 | 0 | Existing & Under Const. Plant
| 27 | Akosombo | SouthEast Ghana Group | Water | Hydro | 0 | 0 | 0 | 0 | 0 | 0 | 0 | 0 | 0 | 3681.6894 | 3681.6889 | 4016.3897 | 4016.3884 | 4434.7626 | 4434.7606 | 4434.7616 | 4434.7627 | 4434.7616 | 9.16 | 9.16 | 9.16 | 9.16 | 9.16 | 9.16 | 9.16 | 9.16 | 9.16 | 0.98 | 0.98 | 0.98 | 0.98 | 0.98 | 0.98 | 0.98 | 0.98 | 0.98 | 0 | 0 | 0 | 0 | 0 | 0 | 0 | 0 | 0 | 900 | 900 | 900 | 900 | 900 | 900 | 900 | 900 | 900 | 46.7% | 46.7% | 50.94% | 50.94% | 56.25% | 56.25% | 56.25% | 56.25% | 56.25% | [9 empty] | 0 | 0 | 0 | 0 | 0 | 0 | 0 | 0 | 0 | 0 | 0 | 0 | 0 | Existing & Under Const. Plant
| 28 | Kpong | SouthEast Ghana Group | Water | Hydro | 0 | 0 | 0 | 0 | 0 | 0 | 0 | 0 | 0 | 722.7073 | 722.7074 | 788.4082 | 788.4082 | 870.534 | 870.5339 | 870.5339 | 870.534 | 870.5339 | 9.16 | 9.16 | 9.16 | 9.16 | 9.16 | 9.16 | 9.16 | 9.16 | 9.16 | 0.98 | 0.98 | 0.98 | 0.98 | 0.98 | 0.98 | 0.98 | 0.98 | 0.98 | 0 | 0 | 0 | 0 | 0 | 0 | 0 | 0 | 0 | 140 | 140 | 140 | 140 | 140 | 140 | 140 | 140 | 140 | 58.93% | 58.93% | 64.29% | 64.29% | 70.98% | 70.98% | 70.98% | 70.98% | 70.98% | [9 empty] | 0 | 0 | 0 | 0 | 0 | 0 | 0 | 0 | 0 | 0 | 0 | 0 | 0 | Existing & Under Const. Plant
| 29 | Cote d'Ivoire Dummy | Cote d'Ivoire | Water | Hydro | 0 | 0 | 0 | 0 | 0 | 0 | 0 | 0 | 0 | 814.68 | 814.68 | 10 | 743.2759 | 814.6799 | 814.68 | 814.68 | 814.6802 | 814.6798 | 0 | 0 | 0 | 0 | 0 | 0 | 0 | 0 | 0 | 10 | 10 | 10 | 10 | 10 | 10 | 10 | 10 | 10 | 0 | 0 | 0 | 0 | 0 | 0 | 0 | 0 | 0 | 150 | 150 | 150 | 150 | 150 | 150 | 150 | 150 | 150 | 62% | 62% | 0.761% | 56.57% | 62% | 62% | 62% | 62% | 62% | [9 empty] | 0 | 0 | 0 | 0 | 0 | 0 | 0 | 0 | 0 | 0 | 0 | 0 | 0 | Existing & Under Const. Plant
| 30 | Burkina Dummy | Burkina Group | Water | Hydro | 0 | 0 | 0 | 0 | 0 | 0 | 0 | 0 | 0 | 0.438 | 0.438 | 0.438 | 0.438 | 4.818 | 4.818 | 4.818 | 4.818 | 4.818 | 0 | 0 | 0 | 0 | 0 | 0 | 0 | 0 | 0 | 10 | 10 | 10 | 10 | 10 | 10 | 10 | 10 | 10 | 0 | 0 | 0 | 0 | 0 | 0 | 0 | 0 | 0 | 10 | 10 | 10 | 10 | 110 | 110 | 110 | 110 | 110 | 0.5% | 0.5% | 0.5% | 0.5% | 0.5% | 0.5% | 0.5% | 0.5% | 0.5% | [9 empty] | 0 | 0 | 0 | 0 | 0 | 0 | 0 | 0 | 0 | 0 | 0 | 0 | 0 | Existing & Under Const. Plant
| 31 | VRA Solar | Northern Ghana Group | Sun | Solar PV | 0 | 0 | 0 | 0 | 0 | 0 | 0 | 0 | 0 | 2.7132 | 2.7132 | 2.7132 | 2.7132 | 2.7132 | 2.7132 | 2.7132 | 2.7132 | 2.7132 | 0 | 0 | 0 | 0 | 0 | 0 | 0 | 0 | 0 | 0 | 0 | 0 | 0 | 0 | 0 | 0 | 0 | 0 | 0 | 0 | 0 | 0 | 0 | 0 | 0 | 0 | 0 | 1.8 | 1.8 | 1.8 | 1.8 | 1.8 | 1.8 | 1.8 | 1.8 | 1.8 | 17.21% | 17.21% | 17.21% | 17.21% | 17.21% | 17.21% | 17.21% | 17.21% | 17.21% | [9 empty] | 0 | 0 | 0 | 0 | 0 | 0 | 0 | 0 | 0 | 0 | 0 | 0 | 0 | Existing & Under Const. Plant
| 32 | BXC Solar | SouthEast Ghana Group | Sun | Solar PV | 0 | 0 | 0 | 0 | 0 | 0 | 0 | 0 | 0 | 24.0159 | 24.0159 | 24.0159 | 24.0159 | 24.0159 | 24.0159 | 24.0159 | 24.0159 | 0 | 0 | 0 | 0 | 0 | 0 | 0 | 0 | 0 | 0 | 0 | 0 | 0 | 0 | 0 | 0 | 0 | 0 | 0 | 0 | 0 | 0 | 0 | 0 | 0 | 0 | 0 | 0 | 18 | 18 | 18 | 18 | 18 | 18 | 18 | 18 | 0 | 15.23% | 15.23% | 15.23% | 15.23% | 15.23% | 15.23% | 15.23% | 15.23% | 0% | [9 empty] | 0 | 0 | 0 | 0 | 0 | 0 | 0 | 0 | 0 | 0 | 0 | 0 | 0 | Existing & Under Const. Plant
| 41 | SOUT COAL STEAM TURBINE 2026 | SouthWest Ghana Group | Coal | Coal Steam Turbine | 0 | 0 | 0 | 0 | 0 | 29.6939 | 65.6478 | 65.6478 | 65.6478 | 0 | 0 | 0 | 0 | 0 | 3374.3053 | 7459.981 | 7459.981 | 7459.981 | 0 | 0 | 0 | 0 | 0 | 65 | 65 | 65 | 65 | 0 | 0 | 0 | 0 | 0 | 6.034 | 6.034 | 6.034 | 6.034 | 0 | 0 | 0 | 0 | 0 | 28.6501 | 29.1315 | 30.4486 | 31.6724 | 0 | 0 | 0 | 0 | 0 | 453.17 | 1001.878 | 1001.878 | 1001.878 | 0% | 0% | 0% | 0% | 0% | 85% | 85% | 85% | 85% | 0 | 0 | 0 | 0 | 0 | 1282.0805 | 1552.3707 | 0 | 0 | 0 | 0 | 0 | 0 | 0 | 543.7273 | 494.6331 | 0 | 0 | 598.1 | 1142.1964 | 1282.0805 | 3117.8962 | Unplanned Build | Potential Build Coal2026
| 43 | SOUT COMBINED CYCLE 2020 | SouthWest Ghana Group | Oil/Gas | Oil/Gas Combined Cycle | 0 | 0 | 0 | 0 | 0 | 0 | 0 | 0 | 30.652 | 0 | 0 | 0 | 0 | 0 | 0 | 0 | 0 | 4227.8651 | 0 | 0 | 0 | 0 | 0 | 0 | 0 | 0 | 15 | 0 | 0 | 0 | 0 | 0 | 0 | 0 | 0 | 3.48 | 0 | 0 | 0 | 0 | 0 | 0 | 0 | 0 | 87.6063 | 0 | 0 | 0 | 0 | 0 | 0 | 0 | 0 | 536.259 | 0% | 0% | 0% | 0% | 0% | 0% | 0% | 0% | 90% | 0 | 0 | 0 | 0 | 0 | 0 | 0 | 0 | 346.4472 | 0 | 0 | 0 | 0 | 0 | 0 | 0 | 0 | 42.5596 | 0 | 0 | 0 | 0 | Unplanned Build | Potential Build Oil/Gas Combined Cycle2020
| 45 | SOUT COMBINED CYCLE 2019 | SouthEast Ghana Group | Oil/Gas | Oil/Gas Combined Cycle | 0 | 0 | 0 | 0 | 0 | 0 | 0 | 40.0915 | 91.2207 | 0 | 0 | 0 | 0 | 0 | 0 | 0 | 5529.8639 | 12582.1645 | 0 | 0 | 0 | 0 | 0 | 0 | 0 | 15 | 15 | 0 | 0 | 0 | 0 | 0 | 0 | 0 | 3.48 | 3.48 | 0 | 0 | 0 | 0 | 0 | 0 | 0 | 78.4024 | 80.9063 | 0 | 0 | 0 | 0 | 0 | 0 | 0 | 701.403 | 1595.912 | 0% | 0% | 0% | 0% | 0% | 0% | 0% | 90% | 90% | 0 | 0 | 0 | 0 | 0 | 0 | 0 | 453.1376 | 577.8927 | 0 | 0 | 0 | 0 | 0 | 0 | 0 | 89.6509 | 70.9918 | 0 | 98.6159 | 0 | 498.4514 | Unplanned Build | Potential Build Oil/Gas Combined Cycle2019
| 52 | NORT HYDRO SMALL 2026 | Northern Ghana Group | Water | Hydro | 0 | 0 | 0 | 0 | 0 | 0 | 0 | 0 | 0 | 0 | 0 | 0 | 0 | 0 | 214.2471 | 214.2471 | 214.2471 | 214.2471 | 0 | 0 | 0 | 0 | 0 | 45 | 45 | 45 | 45 | 0 | 0 | 0 | 0 | 0 | 3 | 3 | 3 | 3 | 0 | 0 | 0 | 0 | 0 | 0 | 0 | 0 | 0 | 0 | 0 | 0 | 0 | 0 | 57.5469 | 57.5469 | 57.5469 | 57.5469 | 0% | 0% | 0% | 0% | 0% | 42.5% | 42.5% | 42.5% | 42.5% | 0 | 0 | 0 | 0 | 0 | 230.1876 | 0 | 0 | 0 | 0 | 0 | 0 | 0 | 0 | 97.622 | 0 | 0 | 0 | 107.3842 | 107.3842 | 230.1876 | 253.2064 | Unplanned Build | Potential Build Hydro Small2026NORT
| 54 | ASHA INTERRUPTIBLE 2016 | Ashanti Group | Interruptible | Interruptible | 0 | 0 | 0 | 0 | 0 | 0 | 0 | 0 | 0 | 0 | 0 | 0 | 0 | 0 | 0 | 0 | 0 | 0 | 0 | 0 | 0 | 0 | 0 | 0 | 0 | 0 | 0 | 0 | 0 | 0 | 0 | 0 | 0 | 0 | 0 | 0 | 0 | 0 | 0 | 0 | 0 | 0 | 0 | 0 | 0 | 129.301 | 217.102 | 0 | 0 | 0 | 0 | 0 | 0 | 0 | 0% | 0% | 0% | 0% | 0% | 0% | 0% | 0% | 0% | [9 empty] | 0 | 0 | 0 | 0 | 0 | 0 | 0 | 0 | 0 | 0 | 0 | 0 | 0 | Unplanned Build | Potential Build Interruptible2016
| 63 | ASHA SOLAR PV 2020 | Ashanti Group | Sun | Solar PV | 0 | 0 | 0 | 0 | 0 | 0 | 0 | 0 | 0 | 0 | 0 | 0 | 6.3375 | 19.0126 | 19.0126 | 19.0126 | 19.0126 | 19.0126 | 0 | 0 | 0 | 24.8 | 24.8 | 24.8 | 24.8 | 24.8 | 24.8 | 0 | 0 | 0 | 0 | 0 | 0 | 0 | 0 | 0 | 0 | 0 | 0 | 0 | 0 | 0 | 0 | 0 | 0 | 0 | 0 | 0 | 5 | 15 | 15 | 15 | 15 | 15 | 0% | 0% | 0% | 14.47% | 14.47% | 14.47% | 14.47% | 14.47% | 14.47% | 0 | 0 | 0 | 5.1 | 10.2 | 0 | 0 | 0 | 0 | 0 | 0 | 0 | 3.4834 | 5.7576 | 0 | 0 | 0 | 0 | 10.1651 | 10.1651 | 15.3 | 16.83 | Unplanned Build | Potential Build Solar PV2020
| 64 | ASHA SOLAR PV 2026 | Ashanti Group | Sun | Solar PV | 0 | 0 | 0 | 0 | 0 | 0 | 0 | 0 | 0 | 0 | 0 | 0 | 0 | 0 | 12.6751 | 38.0252 | 50.7002 | 50.7002 | 0 | 0 | 0 | 0 | 0 | 24.8 | 24.8 | 24.8 | 24.8 | 0 | 0 | 0 | 0 | 0 | 0 | 0 | 0 | 0 | 0 | 0 | 0 | 0 | 0 | 0 | 0 | 0 | 0 | 0 | 0 | 0 | 0 | 0 | 10 | 30 | 40 | 40 | 0% | 0% | 0% | 0% | 0% | 14.47% | 14.47% | 14.47% | 14.47% | 0 | 0 | 0 | 0 | 0 | 8.95 | 17.9 | 8.95 | 0 | 0 | 0 | 0 | 0 | 0 | 3.7957 | 5.7035 | 1.7707 | 0 | 4.1752 | 12.3969 | 8.95 | 39.38 | Unplanned Build | Potential Build Solar PV2026
| 65 | ASHA SOLAR PV 2035 | Ashanti Group | Sun | Solar PV | 0 | 0 | 0 | 0 | 0 | 0 | 0 | 0 | 0 | 0 | 0 | 0 | 0 | 0 | 0 | 0 | 12.6751 | 69.7128 | 0 | 0 | 0 | 0 | 0 | 0 | 0 | 25 | 25 | 0 | 0 | 0 | 0 | 0 | 0 | 0 | 0 | 0 | 0 | 0 | 0 | 0 | 0 | 0 | 0 | 0 | 0 | 0 | 0 | 0 | 0 | 0 | 0 | 0 | 10 | 55 | 0% | 0% | 0% | 0% | 0% | 0% | 0% | 14.47% | 14.47% | 0 | 0 | 0 | 0 | 0 | 0 | 0 | 7.6 | 34.2 | 0 | 0 | 0 | 0 | 0 | 0 | 0 | 1.5036 | 4.2013 | 0 | 1.654 | 0 | 8.36 | Unplanned Build | Potential Build Solar PV2035
| 66 | SOUT SOLAR PV 2020 | SouthWest Ghana Group | Sun | Solar PV | 0 | 0 | 0 | 0 | 0 | 0 | 0 | 0 | 0 | 0 | 0 | 0 | 0 | 12.6751 | 12.6751 | 12.6751 | 12.6751 | 12.6751 | 0 | 0 | 0 | 0 | 24.8 | 24.8 | 24.8 | 24.8 | 24.8 | 0 | 0 | 0 | 0 | 0 | 0 | 0 | 0 | 0 | 0 | 0 | 0 | 0 | 0 | 0 | 0 | 0 | 0 | 0 | 0 | 0 | 0 | 10 | 10 | 10 | 10 | 10 | 0% | 0% | 0% | 0% | 14.47% | 14.47% | 14.47% | 14.47% | 14.47% | 0 | 0 | 0 | 0 | 10.2 | 0 | 0 | 0 | 0 | 0 | 0 | 0 | 0 | 5.7576 | 0 | 0 | 0 | 0 | 6.3334 | 6.3334 | 10.2 | 11.22 | Unplanned Build | Potential Build Solar PV2020
| 67 | SOUT SOLAR PV 2026 | SouthWest Ghana Group | Sun | Solar PV | 0 | 0 | 0 | 0 | 0 | 0 | 0 | 0 | 0 | 0 | 0 | 0 | 0 | 0 | 12.6751 | 25.3501 | 31.6876 | 31.6876 | 0 | 0 | 0 | 0 | 0 | 24.8 | 24.8 | 24.8 | 24.8 | 0 | 0 | 0 | 0 | 0 | 0 | 0 | 0 | 0 | 0 | 0 | 0 | 0 | 0 | 0 | 0 | 0 | 0 | 0 | 0 | 0 | 0 | 0 | 10 | 20 | 25 | 25 | 0% | 0% | 0% | 0% | 0% | 14.47% | 14.47% | 14.47% | 14.47% | 0 | 0 | 0 | 0 | 0 | 8.95 | 8.95 | 4.475 | 0 | 0 | 0 | 0 | 0 | 0 | 3.7957 | 2.8517 | 0.88535 | 0 | 4.1752 | 8.2861 | 8.95 | 24.6125 | Unplanned Build | Potential Build Solar PV2026
| 68 | SOUT SOLAR PV 2035 | SouthWest Ghana Group | Sun | Solar PV | 0 | 0 | 0 | 0 | 0 | 0 | 0 | 0 | 0 | 0 | 0 | 0 | 0 | 0 | 0 | 0 | 12.6751 | 57.0377 | 0 | 0 | 0 | 0 | 0 | 0 | 0 | 25 | 25 | 0 | 0 | 0 | 0 | 0 | 0 | 0 | 0 | 0 | 0 | 0 | 0 | 0 | 0 | 0 | 0 | 0 | 0 | 0 | 0 | 0 | 0 | 0 | 0 | 0 | 10 | 45 | 0% | 0% | 0% | 0% | 0% | 0% | 0% | 14.47% | 14.47% | 0 | 0 | 0 | 0 | 0 | 0 | 0 | 7.6 | 26.6 | 0 | 0 | 0 | 0 | 0 | 0 | 0 | 1.5036 | 3.2677 | 0 | 1.654 | 0 | 8.36 | Unplanned Build | Potential Build Solar PV2035
| 69 | NORT SOLAR PV 2018 | Northern Ghana Group | Sun | Solar PV | 0 | 0 | 0 | 0 | 0 | 0 | 0 | 0 | 0 | 0 | 0 | 67.5263 | 67.5263 | 67.5263 | 67.5263 | 67.5263 | 67.5263 | 67.5263 | 0 | 0 | 24.8 | 24.8 | 24.8 | 24.8 | 24.8 | 24.8 | 24.8 | 0 | 0 | 0 | 0 | 0 | 0 | 0 | 0 | 0 | 0 | 0 | 0 | 0 | 0 | 0 | 0 | 0 | 0 | 0 | 0 | 47.1565 | 47.1565 | 47.1565 | 47.1565 | 47.1565 | 47.1565 | 47.1565 | 0% | 0% | 16.35% | 16.35% | 16.35% | 16.35% | 16.35% | 16.35% | 16.35% | 0 | 0 | 58.6155 | 0 | 0 | 0 | 0 | 0 | 0 | 0 | 0 | 44.0387 | 0 | 0 | 0 | 0 | 0 | 0 | 48.4426 | 48.4426 | 58.6155 | 64.4771 | Unplanned Build | Potential Build Solar PV2018
| 70 | NORT SOLAR PV 2020 | Northern Ghana Group | Sun | Solar PV | 0 | 0 | 0 | 0 | 0 | 0 | 0 | 0 | 0 | 0 | 0 | 0 | 71.598 | 214.7941 | 214.7941 | 214.7941 | 214.7941 | 214.7941 | 0 | 0 | 0 | 24.8 | 24.8 | 24.8 | 24.8 | 24.8 | 24.8 | 0 | 0 | 0 | 0 | 0 | 0 | 0 | 0 | 0 | 0 | 0 | 0 | 0 | 0 | 0 | 0 | 0 | 0 | 0 | 0 | 0 | 50 | 150 | 150 | 150 | 150 | 150 | 0% | 0% | 0% | 16.35% | 16.35% | 16.35% | 16.35% | 16.35% | 16.35% | 0 | 0 | 0 | 51 | 102 | 0 | 0 | 0 | 0 | 0 | 0 | 0 | 34.8337 | 57.5763 | 0 | 0 | 0 | 0 | 101.651 | 101.651 | 153 | 168.3 | Unplanned Build | Potential Build Solar PV2020
| 71 | NORT SOLAR PV 2023 | Northern Ghana Group | Sun | Solar PV | 0 | 0 | 0 | 0 | 0 | 0 | 0 | 0 | 0 | 0 | 0 | 0 | 0 | 71.598 | 143.1961 | 143.1961 | 143.1961 | 143.1961 | 0 | 0 | 0 | 0 | 24.8 | 24.8 | 24.8 | 24.8 | 24.8 | 0 | 0 | 0 | 0 | 0 | 0 | 0 | 0 | 0 | 0 | 0 | 0 | 0 | 0 | 0 | 0 | 0 | 0 | 0 | 0 | 0 | 0 | 50 | 100 | 100 | 100 | 100 | 0% | 0% | 0% | 0% | 16.35% | 16.35% | 16.35% | 16.35% | 16.35% | 0 | 0 | 0 | 0 | 47.85 | 47.85 | 0 | 0 | 0 | 0 | 0 | 0 | 0 | 27.0101 | 20.2931 | 0 | 0 | 0 | 52.0335 | 52.0335 | 95.7 | 105.27 | Unplanned Build | Potential Build Solar PV2023
| 72 | NORT SOLAR PV 2026 | Northern Ghana Group | Sun | Solar PV | 0 | 0 | 0 | 0 | 0 | 0 | 0 | 0 | 0 | 0 | 0 | 0 | 0 | 0 | 71.598 | 214.7941 | 214.7941 | 214.7941 | 0 | 0 | 0 | 0 | 0 | 24.8 | 24.8 | 24.8 | 24.8 | 0 | 0 | 0 | 0 | 0 | 0 | 0 | 0 | 0 | 0 | 0 | 0 | 0 | 0 | 0 | 0 | 0 | 0 | 0 | 0 | 0 | 0 | 0 | 50 | 150 | 150 | 150 | 0% | 0% | 0% | 0% | 0% | 16.35% | 16.35% | 16.35% | 16.35% | 0 | 0 | 0 | 0 | 0 | 44.75 | 89.5 | 0 | 0 | 0 | 0 | 0 | 0 | 0 | 18.9784 | 28.5175 | 0 | 0 | 20.8762 | 52.2454 | 44.75 | 147.675 | Unplanned Build | Potential Build Solar PV2026
| 73 | NORT SOLAR PV 2030 | Northern Ghana Group | Sun | Solar PV | 0 | 0 | 0 | 0 | 0 | 0 | 0 | 0 | 0 | 0 | 0 | 0 | 0 | 0 | 0 | 35.799 | 178.9951 | 178.9951 | 0 | 0 | 0 | 0 | 0 | 0 | 24.8 | 24.8 | 24.8 | 0 | 0 | 0 | 0 | 0 | 0 | 0 | 0 | 0 | 0 | 0 | 0 | 0 | 0 | 0 | 0 | 0 | 0 | 0 | 0 | 0 | 0 | 0 | 0 | 25 | 125 | 125 | 0% | 0% | 0% | 0% | 0% | 0% | 16.35% | 16.35% | 16.35% | 0 | 0 | 0 | 0 | 0 | 0 | 20.7 | 82.8 | 0 | 0 | 0 | 0 | 0 | 0 | 0 | 6.5957 | 16.3815 | 0 | 0 | 25.2749 | 0 | 113.85 | Unplanned Build | Potential Build Solar PV2030
| 74 | NORT SOLAR PV 2035 | Northern Ghana Group | Sun | Solar PV | 0 | 0 | 0 | 0 | 0 | 0 | 0 | 0 | 0 | 0 | 0 | 0 | 0 | 0 | 0 | 0 | 71.598 | 429.5883 | 0 | 0 | 0 | 0 | 0 | 0 | 0 | 24.8 | 24.8 | 0 | 0 | 0 | 0 | 0 | 0 | 0 | 0 | 0 | 0 | 0 | 0 | 0 | 0 | 0 | 0 | 0 | 0 | 0 | 0 | 0 | 0 | 0 | 0 | 0 | 50 | 300 | 0% | 0% | 0% | 0% | 0% | 0% | 0% | 16.35% | 16.35% | 0 | 0 | 0 | 0 | 0 | 0 | 0 | 38 | 190 | 0 | 0 | 0 | 0 | 0 | 0 | 0 | 7.5181 | 23.3407 | 0 | 8.2699 | 0 | 41.8 | Unplanned Build | Potential Build Solar PV2035
| 76 | SOUT SOLAR PV 2020 | SouthEast Ghana Group | Sun | Solar PV | 0 | 0 | 0 | 0 | 0 | 0 | 0 | 0 | 0 | 0 | 0 | 0 | 1.8814 | 65.2567 | 65.2567 | 65.2567 | 65.2567 | 65.2567 | 0 | 0 | 0 | 24.8 | 24.8 | 24.8 | 24.8 | 24.8 | 24.8 | 0 | 0 | 0 | 0 | 0 | 0 | 0 | 0 | 0 | 0 | 0 | 0 | 0 | 0 | 0 | 0 | 0 | 0 | 0 | 0 | 0 | 1.4844 | 51.4843 | 51.4843 | 51.4843 | 51.4843 | 51.4843 | 0% | 0% | 0% | 14.47% | 14.47% | 14.47% | 14.47% | 14.47% | 14.47% | 0 | 0 | 0 | 1.514 | 51 | 0 | 0 | 0 | 0 | 0 | 0 | 0 | 1.0341 | 28.7882 | 0 | 0 | 0 | 0 | 32.8045 | 32.8045 | 52.514 | 57.7654 | Unplanned Build | Potential Build Solar PV2020
| 77 | SOUT SOLAR PV 2026 | SouthEast Ghana Group | Sun | Solar PV | 0 | 0 | 0 | 0 | 0 | 0 | 0 | 0 | 0 | 0 | 0 | 0 | 0 | 0 | 31.6876 | 221.8134 | 285.1886 | 285.1886 | 0 | 0 | 0 | 0 | 0 | 24.8 | 24.8 | 24.8 | 24.8 | 0 | 0 | 0 | 0 | 0 | 0 | 0 | 0 | 0 | 0 | 0 | 0 | 0 | 0 | 0 | 0 | 0 | 0 | 0 | 0 | 0 | 0 | 0 | 25 | 175 | 225 | 225 | 0% | 0% | 0% | 0% | 0% | 14.47% | 14.47% | 14.47% | 14.47% | 0 | 0 | 0 | 0 | 0 | 22.375 | 134.25 | 44.75 | 0 | 0 | 0 | 0 | 0 | 0 | 9.4892 | 42.7762 | 8.8535 | 0 | 10.4381 | 67.2308 | 22.375 | 221.5125 | Unplanned Build | Potential Build Solar PV2026
| 78 | SOUT SOLAR PV 2035 | SouthEast Ghana Group | Sun | Solar PV | 0 | 0 | 0 | 0 | 0 | 0 | 0 | 0 | 0 | 0 | 0 | 0 | 0 | 0 | 0 | 0 | 63.3753 | 285.1886 | 0 | 0 | 0 | 0 | 0 | 0 | 0 | 25 | 25 | 0 | 0 | 0 | 0 | 0 | 0 | 0 | 0 | 0 | 0 | 0 | 0 | 0 | 0 | 0 | 0 | 0 | 0 | 0 | 0 | 0 | 0 | 0 | 0 | 0 | 50 | 225 | 0% | 0% | 0% | 0% | 0% | 0% | 0% | 14.47% | 14.47% | 0 | 0 | 0 | 0 | 0 | 0 | 0 | 38 | 133 | 0 | 0 | 0 | 0 | 0 | 0 | 0 | 7.5181 | 16.3385 | 0 | 8.2699 | 0 | 41.8 | Unplanned Build | Potential Build Solar PV2035
| 80 | SOUT SOLAR PV 2020 | SouthWest Ghana Group | Sun | Solar PV | 0 | 0 | 0 | 0 | 0 | 0 | 0 | 0 | 0 | 0 | 0 | 0 | 0 | 38.0252 | 76.0503 | 76.0503 | 76.0503 | 76.0503 | 0 | 0 | 0 | 0 | 24.8 | 24.8 | 24.8 | 24.8 | 24.8 | 0 | 0 | 0 | 0 | 0 | 0 | 0 | 0 | 0 | 0 | 0 | 0 | 0 | 0 | 0 | 0 | 0 | 0 | 0 | 0 | 0 | 0 | 30 | 60 | 60 | 60 | 60 | 0% | 0% | 0% | 0% | 14.47% | 14.47% | 14.47% | 14.47% | 14.47% | 0 | 0 | 0 | 0 | 30.6 | 30.6 | 0 | 0 | 0 | 0 | 0 | 0 | 0 | 17.2729 | 12.9774 | 0 | 0 | 0 | 33.2753 | 33.2753 | 61.2 | 67.32 | Unplanned Build | Potential Build Solar PV2020
| 81 | SOUT SOLAR PV 2026 | SouthWest Ghana Group | Sun | Solar PV | 0 | 0 | 0 | 0 | 0 | 0 | 0 | 0 | 0 | 0 | 0 | 0 | 0 | 0 | 25.3501 | 126.7505 | 152.1006 | 152.1006 | 0 | 0 | 0 | 0 | 0 | 24.8 | 24.8 | 24.8 | 24.8 | 0 | 0 | 0 | 0 | 0 | 0 | 0 | 0 | 0 | 0 | 0 | 0 | 0 | 0 | 0 | 0 | 0 | 0 | 0 | 0 | 0 | 0 | 0 | 20 | 100 | 120 | 120 | 0% | 0% | 0% | 0% | 0% | 14.47% | 14.47% | 14.47% | 14.47% | 0 | 0 | 0 | 0 | 0 | 17.9 | 71.6 | 17.9 | 0 | 0 | 0 | 0 | 0 | 0 | 7.5913 | 22.814 | 3.5414 | 0 | 8.3505 | 37.3414 | 17.9 | 118.14 | Unplanned Build | Potential Build Solar PV2026
| 82 | SOUT SOLAR PV 2035 | SouthWest Ghana Group | Sun | Solar PV | 0 | 0 | 0 | 0 | 0 | 0 | 0 | 0 | 0 | 0 | 0 | 0 | 0 | 0 | 0 | 0 | 12.6751 | 152.1006 | 0 | 0 | 0 | 0 | 0 | 0 | 0 | 25 | 25 | 0 | 0 | 0 | 0 | 0 | 0 | 0 | 0 | 0 | 0 | 0 | 0 | 0 | 0 | 0 | 0 | 0 | 0 | 0 | 0 | 0 | 0 | 0 | 0 | 0 | 10 | 120 | 0% | 0% | 0% | 0% | 0% | 0% | 0% | 14.47% | 14.47% | 0 | 0 | 0 | 0 | 0 | 0 | 0 | 7.6 | 83.6 | 0 | 0 | 0 | 0 | 0 | 0 | 0 | 1.5036 | 10.2699 | 0 | 1.654 | 0 | 8.36 | Unplanned Build | Potential Build Solar PV2035
| 84 | SOUT SOLAR PV 2026 | SouthEast Ghana Group | Sun | Solar PV | 0 | 0 | 0 | 0 | 0 | 0 | 0 | 0 | 0 | 0 | 0 | 0 | 0 | 0 | 12.6751 | 25.3501 | 38.0252 | 38.0252 | 0 | 0 | 0 | 0 | 0 | 24.8 | 24.8 | 24.8 | 24.8 | 0 | 0 | 0 | 0 | 0 | 0 | 0 | 0 | 0 | 0 | 0 | 0 | 0 | 0 | 0 | 0 | 0 | 0 | 0 | 0 | 0 | 0 | 0 | 10 | 20 | 30 | 30 | 0% | 0% | 0% | 0% | 0% | 14.47% | 14.47% | 14.47% | 14.47% | 0 | 0 | 0 | 0 | 0 | 8.95 | 8.95 | 8.95 | 0 | 0 | 0 | 0 | 0 | 0 | 3.7957 | 2.8517 | 1.7707 | 0 | 4.1752 | 9.2599 | 8.95 | 29.535 | Unplanned Build | Potential Build Solar PV2026
| 85 | SOUT SOLAR PV 2035 | SouthEast Ghana Group | Sun | Solar PV | 0 | 0 | 0 | 0 | 0 | 0 | 0 | 0 | 0 | 0 | 0 | 0 | 0 | 0 | 0 | 0 | 12.6751 | 38.0252 | 0 | 0 | 0 | 0 | 0 | 0 | 0 | 25 | 25 | 0 | 0 | 0 | 0 | 0 | 0 | 0 | 0 | 0 | 0 | 0 | 0 | 0 | 0 | 0 | 0 | 0 | 0 | 0 | 0 | 0 | 0 | 0 | 0 | 0 | 10 | 30 | 0% | 0% | 0% | 0% | 0% | 0% | 0% | 14.47% | 14.47% | 0 | 0 | 0 | 0 | 0 | 0 | 0 | 7.6 | 15.2 | 0 | 0 | 0 | 0 | 0 | 0 | 0 | 1.5036 | 1.8673 | 0 | 1.654 | 0 | 8.36 | Unplanned Build | Potential Build Solar PV2035
| 87 | ASHA SOLAR PV WITH STORAGE 2026 | Ashanti Group | Sun + storage | Solar PV + Storage | 0 | 0 | 0 | 0 | 0 | 0 | 0 | 0 | 0 | 0 | 0 | 0 | 0 | 0 | 0 | 12.675 | 12.675 | 12.675 | 0 | 0 | 0 | 0 | 0 | 0 | 28 | 28 | 28 | 0 | 0 | 0 | 0 | 0 | 0 | 0 | 0 | 0 | 0 | 0 | 0 | 0 | 0 | 0 | 0 | 0 | 0 | 0 | 0 | 0 | 0 | 0 | 0 | 10 | 10 | 10 | 0% | 0% | 0% | 0% | 0% | 0% | 14.47% | 14.47% | 14.47% | 0 | 0 | 0 | 0 | 0 | 0 | 12.5 | 0 | 0 | 0 | 0 | 0 | 0 | 0 | 0 | 3.9829 | 0 | 0 | 0 | 4.3812 | 0 | 13.75 | Unplanned Build | Potential Build Solar PV with storage2026
| 88 | ASHA SOLAR PV WITH STORAGE 2035 | Ashanti Group | Sun + storage | Solar PV + Storage | 0 | 0 | 0 | 0 | 0 | 0 | 0 | 0 | 0 | 0 | 0 | 0 | 0 | 0 | 0 | 0 | 0 | 31.6876 | 0 | 0 | 0 | 0 | 0 | 0 | 0 | 0 | 28 | 0 | 0 | 0 | 0 | 0 | 0 | 0 | 0 | 0 | 0 | 0 | 0 | 0 | 0 | 0 | 0 | 0 | 0 | 0 | 0 | 0 | 0 | 0 | 0 | 0 | 0 | 25 | 0% | 0% | 0% | 0% | 0% | 0% | 0% | 0% | 14.47% | 0 | 0 | 0 | 0 | 0 | 0 | 0 | 0 | 27 | 0 | 0 | 0 | 0 | 0 | 0 | 0 | 0 | 3.3168 | 0 | 0 | 0 | 0 | Unplanned Build | Potential Build Solar PV with storage2035
| 90 | SOUT SOLAR PV WITH STORAGE 2026 | SouthWest Ghana Group | Sun + storage | Solar PV + Storage | 0 | 0 | 0 | 0 | 0 | 0 | 0 | 0 | 0 | 0 | 0 | 0 | 0 | 0 | 0 | 6.3375 | 6.3375 | 6.3375 | 0 | 0 | 0 | 0 | 0 | 0 | 28 | 28 | 28 | 0 | 0 | 0 | 0 | 0 | 0 | 0 | 0 | 0 | 0 | 0 | 0 | 0 | 0 | 0 | 0 | 0 | 0 | 0 | 0 | 0 | 0 | 0 | 0 | 5 | 5 | 5 | 0% | 0% | 0% | 0% | 0% | 0% | 14.47% | 14.47% | 14.47% | 0 | 0 | 0 | 0 | 0 | 0 | 6.25 | 0 | 0 | 0 | 0 | 0 | 0 | 0 | 0 | 1.9914 | 0 | 0 | 0 | 2.1906 | 0 | 6.875 | Unplanned Build | Potential Build Solar PV with storage2026
| 93 | NORT SOLAR PV WITH STORAGE 2026 | Northern Ghana Group | Sun + storage | Solar PV + Storage | 0 | 0 | 0 | 0 | 0 | 0 | 0 | 0 | 0 | 0 | 0 | 0 | 0 | 0 | 0 | 63.3752 | 63.3752 | 63.3752 | 0 | 0 | 0 | 0 | 0 | 0 | 28 | 28 | 28 | 0 | 0 | 0 | 0 | 0 | 0 | 0 | 0 | 0 | 0 | 0 | 0 | 0 | 0 | 0 | 0 | 0 | 0 | 0 | 0 | 0 | 0 | 0 | 0 | 50 | 50 | 50 | 0% | 0% | 0% | 0% | 0% | 0% | 14.47% | 14.47% | 14.47% | 0 | 0 | 0 | 0 | 0 | 0 | 62.5 | 0 | 0 | 0 | 0 | 0 | 0 | 0 | 0 | 19.9144 | 0 | 0 | 0 | 21.9059 | 0 | 68.75 | Unplanned Build | Potential Build Solar PV with storage2026
| 94 | NORT SOLAR PV WITH STORAGE 2035 | Northern Ghana Group | Sun + storage | Solar PV + Storage | 0 | 0 | 0 | 0 | 0 | 0 | 0 | 0 | 0 | 0 | 0 | 0 | 0 | 0 | 0 | 0 | 0 | 158.4381 | 0 | 0 | 0 | 0 | 0 | 0 | 0 | 0 | 28 | 0 | 0 | 0 | 0 | 0 | 0 | 0 | 0 | 0 | 0 | 0 | 0 | 0 | 0 | 0 | 0 | 0 | 0 | 0 | 0 | 0 | 0 | 0 | 0 | 0 | 0 | 125 | 0% | 0% | 0% | 0% | 0% | 0% | 0% | 0% | 14.47% | 0 | 0 | 0 | 0 | 0 | 0 | 0 | 0 | 135 | 0 | 0 | 0 | 0 | 0 | 0 | 0 | 0 | 16.5842 | 0 | 0 | 0 | 0 | Unplanned Build | Potential Build Solar PV with storage2035
| 96 | SOUT SOLAR PV WITH STORAGE 2026 | SouthEast Ghana Group | Sun + storage | Solar PV + Storage | 0 | 0 | 0 | 0 | 0 | 0 | 0 | 0 | 0 | 0 | 0 | 0 | 0 | 0 | 0 | 95.0629 | 95.0629 | 95.0629 | 0 | 0 | 0 | 0 | 0 | 0 | 28 | 28 | 28 | 0 | 0 | 0 | 0 | 0 | 0 | 0 | 0 | 0 | 0 | 0 | 0 | 0 | 0 | 0 | 0 | 0 | 0 | 0 | 0 | 0 | 0 | 0 | 0 | 75 | 75 | 75 | 0% | 0% | 0% | 0% | 0% | 0% | 14.47% | 14.47% | 14.47% | 0 | 0 | 0 | 0 | 0 | 0 | 93.75 | 0 | 0 | 0 | 0 | 0 | 0 | 0 | 0 | 29.8716 | 0 | 0 | 0 | 32.8588 | 0 | 103.125 | Unplanned Build | Potential Build Solar PV with storage2026
| 99 | SOUT SOLAR PV WITH STORAGE 2026 | SouthWest Ghana Group | Sun + storage | Solar PV + Storage | 0 | 0 | 0 | 0 | 0 | 0 | 0 | 0 | 0 | 0 | 0 | 0 | 0 | 0 | 0 | 50.7002 | 50.7002 | 50.7002 | 0 | 0 | 0 | 0 | 0 | 0 | 28 | 28 | 28 | 0 | 0 | 0 | 0 | 0 | 0 | 0 | 0 | 0 | 0 | 0 | 0 | 0 | 0 | 0 | 0 | 0 | 0 | 0 | 0 | 0 | 0 | 0 | 0 | 40 | 40 | 40 | 0% | 0% | 0% | 0% | 0% | 0% | 14.47% | 14.47% | 14.47% | 0 | 0 | 0 | 0 | 0 | 0 | 50 | 0 | 0 | 0 | 0 | 0 | 0 | 0 | 0 | 15.9315 | 0 | 0 | 0 | 17.5247 | 0 | 55 | Unplanned Build | Potential Build Solar PV with storage2026
| 102 | SOUT SOLAR PV WITH STORAGE 2026 | SouthEast Ghana Group | Sun + storage | Solar PV + Storage | 0 | 0 | 0 | 0 | 0 | 0 | 0 | 0 | 0 | 0 | 0 | 0 | 0 | 0 | 0 | 6.3375 | 6.3375 | 6.3375 | 0 | 0 | 0 | 0 | 0 | 0 | 28 | 28 | 28 | 0 | 0 | 0 | 0 | 0 | 0 | 0 | 0 | 0 | 0 | 0 | 0 | 0 | 0 | 0 | 0 | 0 | 0 | 0 | 0 | 0 | 0 | 0 | 0 | 5 | 5 | 5 | 0% | 0% | 0% | 0% | 0% | 0% | 14.47% | 14.47% | 14.47% | 0 | 0 | 0 | 0 | 0 | 0 | 6.25 | 0 | 0 | 0 | 0 | 0 | 0 | 0 | 0 | 1.9914 | 0 | 0 | 0 | 2.1906 | 0 | 6.875 | Unplanned Build | Potential Build Solar PV with storage2026
| 104 | SOUT WIND TURBINE 2020 | SouthEast Ghana Group | Wind | Wind | 0 | 0 | 0 | 0 | 0 | 0 | 0 | 0 | 0 | 0 | 0 | 0 | 175.1525 | 350.305 | 525.4575 | 525.4575 | 525.4575 | 525.4575 | 0 | 0 | 0 | 46.71 | 46.71 | 46.71 | 46.71 | 46.71 | 46.71 | 0 | 0 | 0 | 0 | 0 | 0 | 0 | 0 | 0 | 0 | 0 | 0 | 0 | 0 | 0 | 0 | 0 | 0 | 0 | 0 | 0 | 75 | 150 | 225 | 225 | 225 | 225 | 0% | 0% | 0% | 26.66% | 26.66% | 26.66% | 26.66% | 26.66% | 26.66% | 0 | 0 | 0 | 116.025 | 116.025 | 116.025 | 0 | 0 | 0 | 0 | 0 | 0 | 79.2466 | 65.4931 | 49.2059 | 0 | 0 | 0 | 213.3402 | 213.3402 | 348.075 | 382.8825 | Unplanned Build | Potential Build Wind2020
| 105 | SOUT WIND TURBINE 2026 | SouthEast Ghana Group | Wind | Wind | 0 | 0 | 0 | 0 | 0 | 0 | 0 | 0 | 0 | 0 | 0 | 0 | 0 | 0 | 175.1525 | 408.6892 | 525.4575 | 525.4575 | 0 | 0 | 0 | 0 | 0 | 46.71 | 46.71 | 46.71 | 46.71 | 0 | 0 | 0 | 0 | 0 | 0 | 0 | 0 | 0 | 0 | 0 | 0 | 0 | 0 | 0 | 0 | 0 | 0 | 0 | 0 | 0 | 0 | 0 | 75 | 175 | 225 | 225 | 0% | 0% | 0% | 0% | 0% | 26.66% | 26.66% | 26.66% | 26.66% | 0 | 0 | 0 | 0 | 0 | 109.5 | 146 | 73 | 0 | 0 | 0 | 0 | 0 | 0 | 46.4387 | 46.5201 | 14.4427 | 0 | 51.0826 | 118.1416 | 109.5 | 361.35 | Unplanned Build | Potential Build Wind2026
| 106 | SOUT WIND TURBINE 2035 | SouthEast Ghana Group | Wind | Wind | 0 | 0 | 0 | 0 | 0 | 0 | 0 | 0 | 0 | 0 | 0 | 0 | 0 | 0 | 0 | 0 | 233.5367 | 233.5367 | 0 | 0 | 0 | 0 | 0 | 0 | 0 | 47 | 47 | 0 | 0 | 0 | 0 | 0 | 0 | 0 | 0 | 0 | 0 | 0 | 0 | 0 | 0 | 0 | 0 | 0 | 0 | 0 | 0 | 0 | 0 | 0 | 0 | 0 | 100 | 100 | 0% | 0% | 0% | 0% | 0% | 0% | 0% | 26.66% | 26.66% | 0 | 0 | 0 | 0 | 0 | 0 | 0 | 134.4 | 0 | 0 | 0 | 0 | 0 | 0 | 0 | 0 | 26.5903 | 0 | 0 | 29.2494 | 0 | 147.84 | Unplanned Build | Potential Build Wind2035
[6 empty] | 0 | 0 | 0 | 0 | 0 | 0 | 0 |  |  | 0 | 0 | 0 | 0 | 0 | 0 | 0 |  |  | 0 | 0 | 0 | 0 | 0 | 0 | 0 |  |  | 0 | 0 | 0 | 0 | 0 | 0 | 0 |  |  | 0 | 0 | 0 | 0 | 0 | 0 | 0 |  |  | 0 | 0 | 0 | 0 | 0 | 0 | 0 |  |  | 0 | 0 | 0 | 0 | 0 | 0 | 0 |  |  | #VALUE! | #VALUE! | #VALUE! | #VALUE! | #VALUE! | #VALUE! | #VALUE! |  |  | #VALUE! | #VALUE! | #VALUE! | #VALUE! | #VALUE! | #VALUE! | #VALUE!