## Table of Contents
Strategy I: Reference Case assumptions on demand, technology costs, gas resource availability, RE bounds, TTCs, and RE targets
| Contents |  | Each of the tabs in the file has the following run-year information for all Ghana (sum of model zones: North-GH, Southwest-GH, Southeast-GH, and Ashanti-GH)
0 | RefCase | Row# | 4 | 1. Reserve Margin Capacity Annual [MW] | Total annual reserve margin capacity in Ghana, as of January 1 of the specific run year
1 | High Demand | Row# | 5 | Plus Firm Contract Purchases Annual [MW] | Firm contract purchases of capacity from outside Ghana (none at present)
2 | Low Demand | Row# | 6 | Plus Transmission In Annual [MW] | Transmission connections that could supply peak MW to Ghana (in theory)--this includes the dummy plants in CIE and Burkina Faso
3 | HighFuelPrice | Row# | 7 | Less Firm Contract Sales Annual [MW] | Firm contract sales of capacity outside of Ghana (none at present)
4 | LowFuelPrice | Row# | 8 | Less Transmission Out Annual [MW] | Transmission of peak MW to countries outside Ghana--this include transmission of MW to CIE, CEB and Burkina Faso/Mali
5 | LimitedFuelSupply | Row# | 9 | Total Reserve Margin Capacity Annual [MW] | Addition/Subtraction of Rows: 4+5+6-7-8
6 | GreaterFuelSupply | Row# | 11 | 2. Peak Load Annual [MW] | Peak load in Ghana
7 | LimitedWater | Row# | 12 | Less DSM [MW] | MW of peak demand savings from demand side management (DSM) programs that shave off peak load in Ghana
8 | LowRECapCost | Row# | 15 | Net Demand Annual [MW] | Addition/Subtraction of Rows: 11-12
9 | HighRECapCost | Row# | 17 | 3. Reserve Margin Annual [%] | Reserve margin for Ghana (considering net exports) in % : Row9/Row15 -1
10 | HighDemandHighCostLowWater | Row# | 19 | 3a.Local Reserves Annual [%] | Reserve margin in total% : Row4/Row15
11 | LowDemandHighCostLowWater | Row# | 21 | 4. Total Generation [GWh] | Total generation in Ghana
12 | LowREHighCost | Row# | 22 | Inter-Region Transmission [GWh] | Net Transmission (GWh transmission in - GWh transmisson out)
13 | LowConCapCost | Row# | 23 | Pumping & Storage Losses [GWh] | Losses of GWh due to pumping and storage (not relevant for Ghana)
|  | Row# | 24 | Plus Purchases [GWh] | Contractual purchases of GWh for Ghana (not relevant)
|  | Row# | 25 | Less Sales [GWh] | Contractual sales of GWh for Ghana (not relevant)
|  | Row# | 27 | 5. Total Supply for Demand [GWh] | Addition/Subtraction of Rows (Row 21+22-23+24-25)
|  | Row# | 29 | 6. Projected Demand [GWh] | Total Demand in Ghana
|  | Row# | 30 | Energy Not Served [GWh] | Unserved Energy (if any)
|  | Row# | 31 | Less DSM [GWh] | GWh of savings from demand side management programs
|  | Row# | 32 | Energy Demand Response [GWh] | GWh of savings from demand response programs
|  | Row# | 33 | Net Demand [GWh] | Addition/Subtraction of Rows (Row 29-30-31-32)
|  | Row# | 35 | 7. Dumped Energy [GWh] | Tiny amount of energy difference between Total Supply and Net Demand (Row 27-33) -- As long as this is small, there is no issue
|  | Row# | 37 | 8. Total Generation [GWh] | Total generation in Ghana, Same as Row 21
|  | Row# | 38 | Less T&D Losses [GWh] | T&D losses -- set to zero in GH-IPM v1.2018 version
|  | Row# | 40 | 9. Total Sales [GWh] | Addition/Subtraction of Rows (Row 37-38)
|  | Row# | 42 | 10. Capacity by Capacity Reporting Type [MW] | Block of Rows showing total net dependable capacity that is available for generation (Potential build rows shows what is actually built in the model for this scenario)
|  | Row# | 43 | 01 Potential Build Oil/Gas Combined Cycle | Capacity of potential builds of new combined cycle plants
|  | Row# | 44 | 01 Oil/Gas Combined Cycle | Capacity of existing and underconstruction combined cycle plants
|  | Row# | 45 | 02 Potential Build Biogas | Capacity of potential builds of new biogas plants
|  | Row# | 46 | 02 Gas Combustion Turbine | Capacity of existing gas-based combustion turbine plants
|  | Row# | 47 | 02 MSW - Landfill Gas | Capacity of existing landfill/MSW plants
|  | Row# | 48 | 02 Oil Combustion | Capacity of existing oil-based combustion turbine plants
|  | Row# | 49 | 02 Potential Build Oil/Gas Combustion | Capacity of potential builds of oil/gas-based combustion plants (combustion turbines)
|  | Row# | 50 | 02 Oil/Gas Combustion | Capacity of existing oil or gas-based combustion turbine plants
|  | Row# | 51 | 03 Hydro | Capacity of existing Hydropower plants
|  | Row# | 52 | 03 Potential Build Hydro Small | Capacity of potential Hydropower plants
|  | Row# | 53 | 04 Potential Build Nuclear | Capacity of potential nuclear power plants
|  | Row# | 54 | 05 Potential Build Interruptible | Capacity of potential interruptible power plants (these hypothetical plants are used to bridge gap in each of the model regions between demand and supply, including transmission, for that region)
|  | Row# | 55 | 06 Potential Build Solar PV | Capacity of potential Solar PV power plants
|  | Row# | 56 | 06 Solar PV | Capacity of existing Solar PV power plants
|  | Row# | 57 | 06 Potential Build Solar PV with storage | Capacity of potential Solar PV with battery storage power plants
|  | Row# | 58 | 07 Potential Build Biomass Combustion | Capacity of potential biomass combustion power plants
|  | Row# | 59 | 07 Potential Build Coal | Capacity of potential coal power plants
|  | Row# | 60 | 08 Potential Build Wind | Capacity of potential wind power plants
|  | Row# | 61 | Total | Sum of rows 43 to 60
|  | Row# | 64 | 11. Capacity Additions and Changes by Capacity Reporting Type [MW] | Block of Rows showing additions/changes in net dependable capacity that is available for generation (Potential build rows shows the changes of new build capacity, as is actually built in the model for this scenario)
|  | Row# | 65 | 01 Potential Build Oil/Gas Combined Cycle | Changes/Additions in capacity of potential builds of new combined cycle plants
|  | Row# | 66 | 01 Oil/Gas Combined Cycle | Changes/Additions in capacity of existing and underconstruction combined cycle plants
|  | Row# | 67 | 02 Potential Build Biogas | Changes/Additions in capacity of potential builds of new biogas plants
|  | Row# | 68 | 02 Gas Combustion Turbine | Changes/Additions in capacity of existing gas-based combustion turbine plants
|  | Row# | 69 | 02 MSW - Landfill Gas | Changes/Additions in capacity of existing landfill/MSW plants
|  | Row# | 70 | 02 Oil Combustion | Changes/Additions in capacity of existing oil-based combustion turbine plants
|  | Row# | 71 | 02 Potential Build Oil/Gas Combustion | Changes/Additions in capacity of potential builds of oil/gas-based combustion plants (combustion turbines)
|  | Row# | 72 | 02 Oil/Gas Combustion | Changes/Additions in capacity of existing oil or gas-based combustion turbine plants
|  | Row# | 73 | 03 Hydro | Changes/Additions in capacity of existing Hydropower plants
|  | Row# | 74 | 03 Potential Build Hydro Small | Changes/Additions in capacity of potential Hydropower plants
|  | Row# | 75 | 04 Potential Build Nuclear | Changes/Additions in capacity of potential nuclear power plants
|  | Row# | 76 | 05 Potential Build Interruptible | Changes/Additions in capacity of potential interruptible power plants (these hypothetical plants are used to bridge gap in each of the model regions between demand and supply, including transmission, for that region)
|  | Row# | 77 | 06 Potential Build Solar PV | Changes/Additions in capacity of potential Solar PV power plants
|  | Row# | 78 | 06 Solar PV | Changes/Additions in capacity of existing Solar PV power plants
|  | Row# | 79 | 06 Potential Build Solar PV with storage | Changes/Additions in capacity of potential Solar PV with battery storage power plants
|  | Row# | 80 | 07 Potential Build Biomass Combustion | Changes/Additions in capacity of potential biomass combustion power plants
|  | Row# | 81 | 07 Potential Build Coal | Changes/Additions in capacity of potential coal power plants
|  | Row# | 82 | 08 Potential Build Wind | Changes/Additions in capacity of potential wind power plants
|  | Row# | 83 | Total | Sum of rows 65 to 82
|  | Row# | 86 | 12. Generation by Capacity Reporting Type [GWh] | Block of Rows showing annual generation in GWh from different types of power plants, based on optimized dispatch (Potential build rows shows the generation from new build capacity, as is actually dispatched in the model for this scenario)
|  | Row# | 87 | 01 Potential Build Oil/Gas Combined Cycle | Generation from potential builds of new combined cycle plants
|  | Row# | 88 | 01 Oil/Gas Combined Cycle | Generation from existing and underconstruction combined cycle plants
|  | Row# | 89 | 02 Potential Build Biogas | Generation from potential builds of new biogas plants
|  | Row# | 90 | 02 Gas Combustion Turbine | Generation from existing gas-based combustion turbine plants
|  | Row# | 91 | 02 MSW - Landfill Gas | Generation from existing landfill/MSW plants
|  | Row# | 92 | 02 Oil Combustion | Generation from existing oil-based combustion turbine plants
|  | Row# | 93 | 02 Potential Build Oil/Gas Combustion | Generation from potential builds of oil/gas-based combustion plants (combustion turbines)
|  | Row# | 94 | 02 Oil/Gas Combustion | Generation from existing oil or gas-based combustion turbine plants
|  | Row# | 95 | 03 Hydro | Generation from existing Hydropower plants
|  | Row# | 96 | 03 Potential Build Hydro Small | Generation from potential Hydropower plants
|  | Row# | 97 | 04 Potential Build Nuclear | Generation from potential nuclear power plants
|  | Row# | 98 | 05 Potential Build Interruptible | Generation from potential interruptible power plants (these hypothetical plants are used to bridge gap in each of the model regions between demand and supply, including transmission, for that region)
|  | Row# | 99 | 06 Potential Build Solar PV | Generation from potential Solar PV power plants
|  | Row# | 100 | 06 Solar PV | Generation from existing Solar PV power plants
|  | Row# | 101 | 06 Potential Build Solar PV with storage | Generation from potential Solar PV with battery storage power plants
|  | Row# | 102 | 07 Potential Build Biomass Combustion | Generation from potential biomass combustion power plants
|  | Row# | 103 | 07 Potential Build Coal | Generation from potential coal power plants
|  | Row# | 104 | 08 Potential Build Wind | Generation from potential wind power plants
|  | Row# | 105 | Total | Sum of rows 87 to 104
|  | Row# | 108 | 12a. Generation by Fuel Type [GWh] | Block of Rows showing annual generation in GWh from different types of fuels, based on optimized dispatch
|  | Row# | 109 | Biomass | Generation in GWh from biomass
|  | Row# | 110 | Coal | Generation in GWh from coal
|  | Row# | 111 | Gas | Generation in GWh from natural gas
|  | Row# | 112 | Oil | Generation in GWh from oil-based products (LCO, HFO, LPG, etc)
|  | Row# | 113 | Other | Generation in GWh from other (geothermal, etc.) -- not relevant for Ghana
|  | Row# | 114 | Sun | Generation in GWh from sun
|  | Row# | 115 | Uranium | Generation in GWh from uranium
|  | Row# | 116 | Water | Generation in GWh from water
|  | Row# | 117 | Wind | Generation in GWh from wind
|  | Row# | 118 | Total | Sum of rows 108 to 118
|  | Row# | 120 | 13. Generation by Capacity Reporting Type [TBtu] | Block of Rows showing annual fuel consumed in Tbtu from different types of power plants, based on optimized dispatch (Potential build rows shows the fuel consumed from new build capacity, as is actually dispatched in the model for this scenario)
|  | Row# | 121 | 01 Potential Build Oil/Gas Combined Cycle | Generation in TBtu (using 3412 Btu/kWh) from potential builds of new combined cycle plants
|  | Row# | 122 | 01 Oil/Gas Combined Cycle | Generation in TBtu (using 3412 Btu/kWh) from existing and underconstruction combined cycle plants
|  | Row# | 123 | 02 Potential Build Biogas | Generation in TBtu (using 3412 Btu/kWh) from potential builds of new biogas plants
|  | Row# | 124 | 02 Gas Combustion Turbine | Generation in TBtu (using 3412 Btu/kWh) from existing gas-based combustion turbine plants
|  | Row# | 125 | 02 MSW - Landfill Gas | Generation in TBtu (using 3412 Btu/kWh) from existing landfill/MSW plants
|  | Row# | 126 | 02 Oil Combustion | Generation in TBtu (using 3412 Btu/kWh) from existing oil-based combustion turbine plants
|  | Row# | 127 | 02 Potential Build Oil/Gas Combustion | Generation in TBtu (using 3412 Btu/kWh) from potential builds of oil/gas-based combustion plants (combustion turbines)
|  | Row# | 128 | 02 Oil/Gas Combustion | Generation in TBtu (using 3412 Btu/kWh) from existing oil or gas-based combustion turbine plants
|  | Row# | 129 | 03 Hydro | Generation in TBtu (using 3412 Btu/kWh) from existing Hydropower plants
|  | Row# | 130 | 03 Potential Build Hydro Small | Generation in TBtu (using 3412 Btu/kWh) from potential Hydropower plants
|  | Row# | 131 | 04 Potential Build Nuclear | Generation in TBtu (using 3412 Btu/kWh) from potential nuclear power plants
|  | Row# | 132 | 05 Potential Build Interruptible | Generation in TBtu (using 3412 Btu/kWh) from potential interruptible power plants (these hypothetical plants are used to bridge gap in each of the model regions between demand and supply, including transmission, for that region)
|  | Row# | 133 | 06 Potential Build Solar PV | Generation in TBtu (using 3412 Btu/kWh) from potential Solar PV power plants
|  | Row# | 134 | 06 Solar PV | Generation in TBtu (using 3412 Btu/kWh) from existing Solar PV power plants
|  | Row# | 135 | 06 Potential Build Solar PV with storage | Generation in TBtu (using 3412 Btu/kWh) from potential Solar PV with battery storage power plants
|  | Row# | 136 | 07 Potential Build Biomass Combustion | Generation in TBtu (using 3412 Btu/kWh) from potential biomass combustion power plants
|  | Row# | 137 | 07 Potential Build Coal | Generation in TBtu (using 3412 Btu/kWh) from potential coal power plants
|  | Row# | 138 | 08 Potential Build Wind | Generation in TBtu (using 3412 Btu/kWh) from potential wind power plants
|  | Row# | 139 | Total | Sum of rows 121 to 138
|  | Row# | 142 | 14. Capacity Factor by Capacity Reporting Type [%] | Block of Rows showing annual capaicty factor in % for different types of power plants, based on optimized dispatch for this scenario
|  | Row# | 143 | 01 Potential Build Oil/Gas Combined Cycle | Capacity factor for potential builds of new combined cycle plants
|  | Row# | 144 | 01 Oil/Gas Combined Cycle | Capacity factor for existing and underconstruction combined cycle plants
|  | Row# | 145 | 02 Potential Build Biogas | Capacity factor for potential builds of new biogas plants
|  | Row# | 146 | 02 Gas Combustion Turbine | Capacity factor for existing gas-based combustion turbine plants
|  | Row# | 147 | 02 MSW - Landfill Gas | Capacity factor for existing landfill/MSW plants
|  | Row# | 148 | 02 Oil Combustion | Capacity factor for existing oil-based combustion turbine plants
|  | Row# | 149 | 02 Potential Build Oil/Gas Combustion | Capacity factor for potential builds of oil/gas-based combustion plants (combustion turbines)
|  | Row# | 150 | 02 Oil/Gas Combustion | Capacity factor for existing oil or gas-based combustion turbine plants
|  | Row# | 151 | 03 Hydro | Capacity factor for existing Hydropower plants
|  | Row# | 152 | 03 Potential Build Hydro Small | Capacity factor for potential Hydropower plants
|  | Row# | 153 | 04 Potential Build Nuclear | Capacity factor for potential nuclear power plants
|  | Row# | 154 | 05 Potential Build Interruptible | Capacity factor for potential interruptible power plants (these hypothetical plants are used to bridge gap in each of the model regions between demand and supply, including transmission, for that region)
|  | Row# | 155 | 06 Potential Build Solar PV | Capacity factor for potential Solar PV power plants
|  | Row# | 156 | 06 Solar PV | Capacity factor for existing Solar PV power plants
|  | Row# | 157 | 06 Potential Build Solar PV with storage | Capacity factor for potential Solar PV with battery storage power plants
|  | Row# | 158 | 07 Potential Build Biomass Combustion | Capacity factor for potential biomass combustion power plants
|  | Row# | 159 | 07 Potential Build Coal | Capacity factor for potential coal power plants
|  | Row# | 160 | 08 Potential Build Wind | Capacity factor for potential wind power plants
|  | Row# | 161 | Average | Average capacity factor for Ghana power plants
|  | Row# | 164 | 15. Total Annual Production Cost [Million US2016$](*) | Block of Rows showing annual production cost of electricity in Millions of 2016$
|  | Row# | 165 | Variable O&M | Total variable O&M cost
|  | Row# | 166 | Fixed O&M | Total fixed O&M cost
|  | Row# | 167 | Fuel | Total fuel cost
|  | Row# | 168 | Capital | Total annualized capital cost per year, based on WACC of 10.8% per year
|  | Row# | 169 | Pollutant Transport & Storage | Total pollutant cost (not relevant for Ghana)
|  | Row# | 170 | Total | Sum of rows 165 to 169
|  | Row# | 171 | Sales Revenue | Revenue from sales of electricity (not included in GH-IPM v1.2018)
|  | Row# | 175 | 15c Annual Transmission Activity (*) | Block of Rows showing annual transmission activity
|  | Row# | 176 | [GWh] Transmitted Out Existing Lines | Transmission in GWh out of Ghana on existing lines
|  | Row# | 177 | [GWh] Transmitted Out New Builds | Transmission in GWh out of Ghana on New build lines
|  | Row# | 178 | [MW] Transferred Out Existing Lines | Transmission during Peak demand MW out of Ghana on existing lines
|  | Row# | 179 | [MW] Transferred Out New Builds | Transmission during Peak demand MW out of Ghana on new build lines
|  | Row# | 180 | Book [MW] of Transmission Builds | MW of new transmission builds
|  | Row# | 181 | [GWh] Transmitted Out All Lines | Sum of Row 175+176
|  | Row# | 182 | [MW] Transferred Out All Lines | Sum of Row 177+178
|  | Row# | 184 | 16. Emissions | Block of Rows showing annual emissions from power generation
|  | Row# | 185 | CO2 Thousand Tons | CO2 emissions
|  | Row# | 186 | NOX Thousand Tons | NOX emissions
|  | Row# | 187 | SO2 Thousand Tons | SO2 emissions
|  | Row# | 190 | 17. Fuel Consumption by Fuel and Fuel Type [TBtu] | Block of Rows showing annual fuel consumption from power generation by different fuel types
|  | Row# | 192 | Biomass | Biomass (TBtu) consumption by run year
|  | Row# | 193 | Coal | Coal(TBtu) consumption by run year
|  | Row# | 194 | Gas | Gas (TBtu) consumption by run year
|  | Row# | 195 | Oil | Oil (TBtu) consumption by run year
|  | Row# | 196 | Other | Other (TBtu) consumption by run year
|  | Row# | 197 | Sun | Sun (TBtu) consumption by run year
|  | Row# | 198 | Uranium | Uranium (TBtu) consumption by run year
|  | Row# | 199 | Water | Water (TBtu) consumption by run year
|  | Row# | 200 | Wind | Wind (TBtu) consumption by run year

## RefCase
Back to Contents
| 2017 | 2018 | 2019 | 2020 | 2023 | 2026 | 2030 | 2035 | 2040
1. Reserve Margin Capacity Annual [MW] | 3348.7611 | 4649.4823 | 4557.3801 | 5132.3801 | 5032.5001 | 5108.217 | 5722.425 | 6338.828 | 7814.596
Plus Firm Contract Purchases Annual [MW] | 0 | 0 | 0 | 0 | 0 | 0 | 0 | 0 | 0
Plus Transmission In Annual [MW] | 173 | 173 | 449.625 | 509.2398 | 639.0974 | 772.7542 | 1230.713 | 1730.6208 | 2245.2191
Less Firm Contract Sales Annual [MW] | 0 | 0 | 0 | 0 | 0 | 0 | 0 | 0 | 0
Less Transmission Out Annual [MW] | 273 | 275 | 553.665 | 615.3608 | 752.6952 | 954.0177 | 1502.892 | 2059.917 | 2595.6561
Total Reserve Margin Capacity Annual [MW] | 3248.7611 | 4547.4823 | 4453.3401 | 5026.2591 | 4918.9023 | 4926.9535 | 5450.246 | 6009.5318 | 7464.159
2. Peak Load Annual [MW] | 2125.5848 | 2343.4823 | 2495.3444 | 2676.8074 | 3315.6893 | 3678.7853 | 4262.1748 | 5225.6801 | 6490.573
Less DSM [MW] | 0 | 0 | 0 | 0 | 0 | 0 | 0 | 0 | 0
Net Demand Annual [MW] | 2125.5848 | 2343.4823 | 2495.3444 | 2676.8074 | 3315.6893 | 3678.7853 | 4262.1748 | 5225.6801 | 6490.573
3. Reserve Margin Annual [%] | 52.8408 | 94.0481 | 78.466 | 87.7707 | 48.3523 | 33.9288 | 27.8748 | 15 | 15
3a.Local Reserves Annual [%] | 157.5454 | 198.4006 | 182.6353 | 191.7351 | 151.7784 | 138.8561 | 134.2607 | 121.3015 | 120.3992
4. Total Generation [GWh] | 13918.8431 | 15531.5333 | 17387.3054 | 18069.4385 | 23370.6918 | 26198.5184 | 30667.9969 | 37352.4897 | 45790.2457
Inter-Region Transmission [GWh] | 378.6317 | 370.9515 | -441.5621 | 283.7237 | -278.1663 | -718.4018 | -1320.2729 | -1622.8294 | -1679.9113
Pumping & Storage Losses [GWh] | 0 | 0 | 0 | 0 | 0 | 0 | 0 | 0 | 0
Plus Purchases [GWh] | 0 | 0 | 0 | 0 | 0 | 0 | 0 | 0 | 0
Less Sales [GWh] | 0 | 0 | 0 | 0 | 0 | 0 | 0 | 0 | 0
5. Total Supply for Demand [GWh] | 14297.4748 | 15902.4848 | 16945.7433 | 18353.1622 | 23092.5255 | 25480.1167 | 29347.724 | 35729.6603 | 44110.3344
6. Projected Demand [GWh] | 14297.4757 | 15902.4844 | 16945.7435 | 18353.1626 | 23092.5252 | 25480.1178 | 29347.7268 | 35729.6604 | 44110.3475
Energy Not Served [GWh] | 0 | 0 | 0 | 0 | 0 | 0 | 0 | 0 | 0
Less DSM [GWh] | 0 | 0 | 0 | 0 | 0 | 0 | 0 | 0 | 0
Energy Demand Response [GWh] | 0 | 0 | 0 | 0 | 0 | 0 | 0 | 0 | 0
Net Demand [GWh] | 14297.4757 | 15902.4844 | 16945.7435 | 18353.1626 | 23092.5252 | 25480.1178 | 29347.7268 | 35729.6604 | 44110.3475
7. Dumped Energy [GWh] | -0.00095503 | 0.00037776 | -0.00019485 | -0.0003398 | 0.00025683 | -0.0011235 | -0.0028065 | -4.4901e-05 | -0.013058
8. Total Generation [GWh] | 13918.8431 | 15531.5333 | 17387.3054 | 18069.4385 | 23370.6918 | 26198.5184 | 30667.9969 | 37352.4897 | 45790.2457
Less T&D Losses [GWh] | 0 | 0 | 0 | 0 | 0 | 0 | 0 | 0 | 0
9. Total Sales [GWh] | 13918.8431 | 15531.5333 | 17387.3054 | 18069.4385 | 23370.6918 | 26198.5184 | 30667.9969 | 37352.4897 | 45790.2457
10. Capacity by Capacity Reporting Type [MW]
01 Potential Build Oil/Gas Combined Cycle | 0 | 0 | 0 | 0 | 0 | 0 | 0 | 701.403 | 2132.171
01 Oil/Gas Combined Cycle | 1492 | 2160 | 2350 | 2350 | 2350 | 1900 | 1900 | 1900 | 1900
02 Potential Build Biogas | 0 | 0 | 0 | 0 | 0 | 0 | 0 | 0 | 0
02 Gas Combustion Turbine | 455 | 504.92 | 504.92 | 504.92 | 455 | 455 | 455 | 455 | 455
02 MSW - Landfill Gas | 0.1 | 0.1 | 0.1 | 0.1 | 0.1 | 0.1 | 0.1 | 0.1 | 0.1
02 Oil Combustion | 221 | 221 | 221 | 221 | 188.5 | 188.5 | 188.5 | 88.5 | 88.5
02 Potential Build Oil/Gas Combustion | 0 | 0 | 0 | 0 | 0 | 0 | 0 | 0 | 0
02 Oil/Gas Combustion | 394.96 | 394.96 | 772.46 | 772.46 | 747.5 | 747.5 | 747.5 | 747.5 | 747.5
03 Hydro | 1370 | 1370 | 1370 | 1370 | 1370 | 1370 | 1370 | 1370 | 1370
03 Potential Build Hydro Small | 0 | 0 | 0 | 0 | 0 | 57.5469 | 57.5469 | 57.5469 | 57.5469
04 Potential Build Nuclear | 0 | 0 | 0 | 0 | 0 | 0 | 0 | 0 | 0
05 Potential Build Interruptible | 129.301 | 217.102 | 0 | 0 | 0 | 0 | 0 | 0 | 0
06 Potential Build Solar PV | 0 | 0 | 47.1565 | 103.6409 | 353.6409 | 558.6409 | 953.6409 | 1288.6409 | 1923.6409
06 Solar PV | 19.8 | 19.8 | 19.8 | 19.8 | 19.8 | 19.8 | 19.8 | 19.8 | 1.8
06 Potential Build Solar PV with storage | 0 | 0 | 0 | 0 | 0 | 0 | 185 | 185 | 335
07 Potential Build Biomass Combustion | 0 | 0 | 0 | 0 | 0 | 0 | 0 | 0 | 0
07 Potential Build Coal | 0 | 0 | 0 | 0 | 0 | 453.17 | 1001.878 | 1001.878 | 1001.878
08 Potential Build Wind | 0 | 0 | 0 | 75 | 150 | 300 | 400 | 550 | 550
Total | 4082.161 | 4887.882 | 5285.4365 | 5416.9209 | 5634.5409 | 6050.2577 | 7278.9658 | 8365.3687 | 10563.1367
(**) Ind. Boiler capacity in MMBtu/hr, not included in the total
11. Capacity Additions and Changes by Capacity Reporting Type [MW]
01 Potential Build Oil/Gas Combined Cycle | 0 | 0 | 0 | 0 | 0 | 0 | 0 | 701.403 | 1430.768
01 Oil/Gas Combined Cycle | 0 | 0 | 0 | 0 | 0 | 0 | 0 | 0 | 0
02 Potential Build Biogas | 0 | 0 | 0 | 0 | 0 | 0 | 0 | 0 | 0
02 Gas Combustion Turbine | 0 | 0 | 0 | 0 | 0 | 0 | 0 | 0 | 0
02 MSW - Landfill Gas | 0 | 0 | 0 | 0 | 0 | 0 | 0 | 0 | 0
02 Oil Combustion | 0 | 0 | 0 | 0 | 0 | 0 | 0 | 0 | 0
02 Potential Build Oil/Gas Combustion | 0 | 0 | 0 | 0 | 0 | 0 | 0 | 0 | 0
02 Oil/Gas Combustion | 0 | 0 | 0 | 0 | 0 | 0 | 0 | 0 | 0
03 Hydro | 0 | 0 | 0 | 0 | 0 | 0 | 0 | 0 | 0
03 Potential Build Hydro Small | 0 | 0 | 0 | 0 | 0 | 57.5469 | 0 | 0 | 0
04 Potential Build Nuclear | 0 | 0 | 0 | 0 | 0 | 0 | 0 | 0 | 0
05 Potential Build Interruptible | 129.301 | 217.102 | 0 | 0 | 0 | 0 | 0 | 0 | 0
06 Potential Build Solar PV | 0 | 0 | 47.1565 | 56.4843 | 250 | 205 | 395 | 335 | 635
06 Solar PV | 0 | 0 | 0 | 0 | 0 | 0 | 0 | 0 | 0
06 Potential Build Solar PV with storage | 0 | 0 | 0 | 0 | 0 | 0 | 185 | 0 | 150
07 Potential Build Biomass Combustion | 0 | 0 | 0 | 0 | 0 | 0 | 0 | 0 | 0
07 Potential Build Coal | 0 | 0 | 0 | 0 | 0 | 453.17 | 548.708 | 0 | 0
08 Potential Build Wind | 0 | 0 | 0 | 75 | 75 | 150 | 100 | 150 | 0
Total | 129.301 | 217.102 | 47.1565 | 131.4844 | 325 | 865.7169 | 1228.708 | 1186.403 | 2215.768
(**) Ind. Boiler capacity in MMBtu/hr, not included in the total
12. Generation by Capacity Reporting Type [GWh]
01 Potential Build Oil/Gas Combined Cycle | 0 | 0 | 0 | 0 | 0 | 0 | 0 | 5529.8639 | 16810.0256
01 Oil/Gas Combined Cycle | 8256.8456 | 10430.0767 | 8873.0474 | 9170.4138 | 13453.7248 | 12066.4125 | 11460.9672 | 11800.2275 | 7956.4973
02 Potential Build Biogas | 0 | 0 | 0 | 0 | 0 | 0 | 0 | 0 | 0
02 Gas Combustion Turbine | 418.5857 | 0 | 1813.32 | 0 | 0 | 0 | 0 | 15.7808 | 5.0166
02 MSW - Landfill Gas | 0.7446 | 0.7446 | 0.7446 | 0 | 0.7446 | 0.7446 | 0.7446 | 0.7446 | 0.7446
02 Oil Combustion | 63.882 | 0 | 0 | 0 | 0 | 0 | 0 | 0 | 0
02 Potential Build Oil/Gas Combustion | 0 | 0 | 0 | 0 | 0 | 0 | 0 | 0 | 0
02 Oil/Gas Combustion | 78.0728 | 0 | 1131.5537 | 3075.417 | 3075.417 | 3075.417 | 3075.4174 | 3075.417 | 3075.417
03 Hydro | 5073.9833 | 5073.9829 | 5474.3843 | 5474.3829 | 5974.8834 | 5974.8808 | 5974.8819 | 5974.8825 | 5974.8816
03 Potential Build Hydro Small | 0 | 0 | 0 | 0 | 0 | 214.2471 | 214.2471 | 214.2471 | 214.2471
04 Potential Build Nuclear | 0 | 0 | 0 | 0 | 0 | 0 | 0 | 0 | 0
05 Potential Build Interruptible | 0 | 0 | 0 | 0 | 0 | 0 | 0 | 0 | 0
06 Potential Build Solar PV | 0 | 0 | 67.5263 | 147.3433 | 488.8879 | 765.172 | 1286.3935 | 1735.6761 | 2581.6558
06 Solar PV | 26.7291 | 26.7291 | 26.7291 | 26.7291 | 26.7291 | 26.7291 | 26.7291 | 26.7291 | 2.7132
06 Potential Build Solar PV with storage | 0 | 0 | 0 | 0 | 0 | 0 | 234.4884 | 234.4884 | 424.6142
07 Potential Build Biomass Combustion | 0 | 0 | 0 | 0 | 0 | 0 | 0 | 0 | 0
07 Potential Build Coal | 0 | 0 | 0 | 0 | 0 | 3374.3053 | 7459.981 | 7459.981 | 7459.981
08 Potential Build Wind | 0 | 0 | 0 | 175.1525 | 350.305 | 700.61 | 934.1467 | 1284.4517 | 1284.4517
Total | 13918.8431 | 15531.5333 | 17387.3054 | 18069.4385 | 23370.6918 | 26198.5184 | 30667.9969 | 37352.4897 | 45790.2457
(**) Ind. Boiler generation in BBtu, not included in the total
12a. Generation by Fuel Type [GWh]
Biomass | 0.7446 | 0.7446 | 0.7446 | 0 | 0.7446 | 0.7446 | 0.7446 | 0.7446 | 0.7446
Coal | 0 | 0 | 0 | 0 | 0 | 3374.3053 | 7459.981 | 7459.981 | 7459.981
Gas | 4921.757 | 10430.0767 | 11817.9212 | 12245.8308 | 16529.1418 | 15141.8295 | 14536.3846 | 20421.2892 | 27846.9565
Oil | 3895.6291 | 0 | 0 | 0 | 0 | 0 | 0 | 0 | 0
Other | 0 | 0 | 0 | 0 | 0 | 0 | 0 | 0 | 0
Sun | 26.7291 | 26.7291 | 94.2553 | 174.0723 | 515.617 | 791.9011 | 1547.611 | 1996.8936 | 3008.9831
Uranium | 0 | 0 | 0 | 0 | 0 | 0 | 0 | 0 | 0
Water | 5073.9833 | 5073.9829 | 5474.3843 | 5474.3829 | 5974.8834 | 6189.1279 | 6189.129 | 6189.1296 | 6189.1287
Wind | 0 | 0 | 0 | 175.1525 | 350.305 | 700.61 | 934.1467 | 1284.4517 | 1284.4517
Total | 13918.8431 | 15531.5333 | 17387.3054 | 18069.4385 | 23370.6918 | 26198.5184 | 30667.9969 | 37352.4897 | 45790.2457
13. Generation by Capacity Reporting Type [TBtu]
01 Potential Build Oil/Gas Combined Cycle | 0 | 0 | 0 | 0 | 0 | 0 | 0 | 18.8679 | 57.3558
01 Oil/Gas Combined Cycle | 28.1724 | 35.5874 | 30.2748 | 31.2895 | 45.9041 | 41.1706 | 39.1048 | 40.2624 | 27.1476
02 Potential Build Biogas | 0 | 0 | 0 | 0 | 0 | 0 | 0 | 0 | 0
02 Gas Combustion Turbine | 1.4282 | 0 | 6.187 | 0 | 0 | 0 | 0 | 0.053844 | 0.017117
02 MSW - Landfill Gas | 0.0025406 | 0.0025406 | 0.0025406 | 0 | 0.0025406 | 0.0025406 | 0.0025406 | 0.0025406 | 0.0025406
02 Oil Combustion | 0.21797 | 0 | 0 | 0 | 0 | 0 | 0 | 0 | 0
02 Potential Build Oil/Gas Combustion | 0 | 0 | 0 | 0 | 0 | 0 | 0 | 0 | 0
02 Oil/Gas Combustion | 0.26638 | 0 | 3.8609 | 10.4933 | 10.4933 | 10.4933 | 10.4933 | 10.4933 | 10.4933
03 Hydro | 17.3124 | 17.3124 | 18.6786 | 18.6786 | 20.3863 | 20.3863 | 20.3863 | 20.3863 | 20.3863
03 Potential Build Hydro Small | 0 | 0 | 0 | 0 | 0 | 0.73101 | 0.73101 | 0.73101 | 0.73101
04 Potential Build Nuclear | 0 | 0 | 0 | 0 | 0 | 0 | 0 | 0 | 0
05 Potential Build Interruptible | 0 | 0 | 0 | 0 | 0 | 0 | 0 | 0 | 0
06 Potential Build Solar PV | 0 | 0 | 0.2304 | 0.50274 | 1.6681 | 2.6108 | 4.3892 | 5.9221 | 8.8086
06 Solar PV | 0.0912 | 0.0912 | 0.0912 | 0.0912 | 0.0912 | 0.0912 | 0.0912 | 0.0912 | 0.0092574
06 Potential Build Solar PV with storage | 0 | 0 | 0 | 0 | 0 | 0 | 0.80007 | 0.80007 | 1.4488
07 Potential Build Biomass Combustion | 0 | 0 | 0 | 0 | 0 | 0 | 0 | 0 | 0
07 Potential Build Coal | 0 | 0 | 0 | 0 | 0 | 11.5131 | 25.4535 | 25.4535 | 25.4535
08 Potential Build Wind | 0 | 0 | 0 | 0.59762 | 1.1952 | 2.3905 | 3.1873 | 4.3825 | 4.3825
Total | 47.4911 | 52.9936 | 59.3255 | 61.6529 | 79.7408 | 89.3893 | 104.6392 | 127.4467 | 156.2363
(**) Ind. Boiler generation, not included in the total
14. Capacity Factor by Capacity Reporting Type [%]
01 Potential Build Oil/Gas Combined Cycle | N/A | N/A | N/A | N/A | N/A | N/A | N/A | 90 | 89.9999
01 Oil/Gas Combined Cycle | 63.1744 | 55.1226 | 43.1023 | 44.5468 | 65.3538 | 72.4971 | 68.8595 | 70.8978 | 47.804
02 Potential Build Biogas | N/A | N/A | N/A | N/A | N/A | N/A | N/A | N/A | N/A
02 Gas Combustion Turbine | 10.5019 | 0 | 40.9966 | 0 | 0 | 0 | 0 | 0.39593 | 0.12586
02 MSW - Landfill Gas | 85 | 85 | 85 | 0 | 85 | 85 | 85 | 85 | 85
02 Oil Combustion | 3.2998 | 0 | 0 | 0 | 0 | 0 | 0 | 0 | 0
02 Potential Build Oil/Gas Combustion | N/A | N/A | N/A | N/A | N/A | N/A | N/A | N/A | N/A
02 Oil/Gas Combustion | 2.2565 | 0 | 16.7223 | 45.449 | 46.9666 | 46.9666 | 46.9666 | 46.9666 | 46.9666
03 Hydro | 42.279 | 42.279 | 45.6153 | 45.6153 | 49.7857 | 49.7857 | 49.7857 | 49.7857 | 49.7857
03 Potential Build Hydro Small | N/A | N/A | N/A | N/A | N/A | 42.5 | 42.5 | 42.5 | 42.5
04 Potential Build Nuclear | N/A | N/A | N/A | N/A | N/A | N/A | N/A | N/A | N/A
05 Potential Build Interruptible | 0 | 0 | N/A | N/A | N/A | N/A | N/A | N/A | N/A
06 Potential Build Solar PV | N/A | N/A | 16.3466 | 16.2291 | 15.7813 | 15.6359 | 15.3987 | 15.3756 | 15.3204
06 Solar PV | 15.4104 | 15.4104 | 15.4104 | 15.4104 | 15.4104 | 15.4104 | 15.4104 | 15.4104 | 17.2069
06 Potential Build Solar PV with storage | N/A | N/A | N/A | N/A | N/A | N/A | 14.4692 | 14.4692 | 14.4692
07 Potential Build Biomass Combustion | N/A | N/A | N/A | N/A | N/A | N/A | N/A | N/A | N/A
07 Potential Build Coal | N/A | N/A | N/A | N/A | N/A | 85 | 85 | 85 | 85
08 Potential Build Wind | N/A | N/A | N/A | 26.6594 | 26.6594 | 26.6594 | 26.6594 | 26.6594 | 26.6594
Average | 38.9232 | 36.2735 | 37.5532 | 38.0792 | 47.3488 | 49.4309 | 48.0963 | 50.9718 | 49.4853
(**) Ind. Boilers not included in the average
15. Total Annual Production Cost [Million US2016$](*)
Variable O&M | 42.517 | 48.5644 | 53.0709 | 55.3088 | 72.8445 | 88.7629 | 110.7977 | 131.3002 | 150.2721
Fixed O&M | 103.6056 | 148.842 | 161.93 | 166.8341 | 172.8864 | 137 | 192.313 | 217.0126 | 258.4991
Fuel | 576.516 | 661.3932 | 831.0152 | 799.3295 | 1087.6166 | 1112.9382 | 1194.7534 | 1764.8032 | 2568.3379
Capital | 840.4565 | 1411.163 | 6.3305 | 25.0835 | 64.814 | 288.9503 | 554.5992 | 685.4666 | 915.9418
Pollutant Transport & Storage | 0 | 0 | 0 | 0 | 0 | 0 | 0 | 0 | 0
Total | 1563.0951 | 2269.9626 | 1052.3467 | 1046.5559 | 1398.1616 | 1627.6513 | 2052.4633 | 2798.5826 | 3893.0509
Sales Revenue | 0 | 0 | 0 | 0 | 0 | 0 | 0 | 0 | 0
(*) Costs include only those items that are important for determining incremental cost of pollution control (industrial boiler costs are included)
15c Annual Transmission Activity (*)
[GWh] Transmitted Out Existing Lines | 6726.7029 | 9705.8542 | 8047.4901 | 10240.5199 | 9751.3071 | 15355.7634 | 19416.5703 | 21344.0406 | 24254.4393
[GWh] Transmitted Out New Builds | 0 | 0 | 0 | 0 | 0 | 0 | 0 | 0 | 0
[MW] Transferred Out Existing Lines | 273 | 275 | 553.665 | 615.3608 | 752.6952 | 954.0177 | 1502.892 | 2059.917 | 2595.6561
[MW] Transferred Out New Builds | 0 | 0 | 0 | 0 | 0 | 0 | 0 | 0 | 0
Book [MW] of Transmission Builds | 0 | 0 | 0 | 0 | 0 | 0 | 0 | 0 | 0
[GWh] Transmitted Out All Lines | 6726.7029 | 9705.8542 | 8047.4901 | 10240.5199 | 9751.3071 | 15355.7634 | 19416.5703 | 21344.0406 | 24254.4393
[MW] Transferred Out All Lines | 273 | 275 | 553.665 | 615.3608 | 752.6952 | 954.0177 | 1502.892 | 2059.917 | 2595.6561
16. Emissions
CO2 Thousand Tons | 5266.9709 | 5384.3778 | 6516.9412 | 6280.8791 | 8410.978 | 10925.5437 | 14569.8031 | 17384.6154 | 20817.4023
NOX Thousand Tons | 24.5805 | 42.2304 | 51.1133 | 49.2618 | 65.9685 | 60.132 | 57.7676 | 64.4579 | 59.9949
SO2 Thousand Tons | 9.7299 | 0.8638 | 1.0455 | 1.0076 | 1.3494 | 2.7114 | 4.4568 | 4.9084 | 5.4591
(**) Industrial Boiler emissions are included
17. Fuel Consumption by Fuel and Fuel Type [TBtu]
Fuel Type | 2017 | 2018 | 2019 | 2020 | 2023 | 2026 | 2030 | 2035 | 2040
Biomass | 0.010052 | 0.010052 | 0.010052 | 0 | 0.010052 | 0.010052 | 0.010052 | 0.010052 | 0.010052
Coal | 0 | 0 | 0 | 0 | 0 | 29.6939 | 65.6478 | 65.6478 | 65.6478
Gas | 38.2185 | 82.5264 | 99.8852 | 96.2671 | 128.9151 | 117.1721 | 112.1432 | 155.2858 | 207.9002
Oil | 31.0646 | 0 | 0 | 0 | 0 | 0 | 0 | 0 | 0
Other | 0 | 0 | 0 | 0 | 0 | 0 | 0 | 0 | 0
Sun | 0 | 0 | 0 | 0 | 0 | 0 | 0 | 0 | 0
Uranium | 0 | 0 | 0 | 0 | 0 | 0 | 0 | 0 | 0
Water | 0 | 0 | 0 | 0 | 0 | 0 | 0 | 0 | 0
Wind | 0 | 0 | 0 | 0 | 0 | 0 | 0 | 0 | 0

## High Demand
Back to Contents
| 2017 | 2018 | 2019 | 2020 | 2023 | 2026 | 2030 | 2035 | 2040
1. Reserve Margin Capacity Annual [MW] | 3348.7611 | 4653.8273 | 4557.3801 | 5167.8777 | 5223.0027 | 5363.394 | 6791.504 | 9290.348 | 12725.821
Plus Firm Contract Purchases Annual [MW] | 0 | 0 | 0 | 0 | 0 | 0 | 0 | 0 | 0
Plus Transmission In Annual [MW] | 173 | 173 | 564.5049 | 613.7685 | 608.5962 | 865.061 | 1903.3669 | 2599.222 | 4839.418
Less Firm Contract Sales Annual [MW] | 0 | 0 | 0 | 0 | 0 | 0 | 0 | 0 | 0
Less Transmission Out Annual [MW] | 273 | 275 | 668.5449 | 719.8895 | 721.2122 | 984.57 | 2175.0459 | 2928.447 | 5189.808
Total Reserve Margin Capacity Annual [MW] | 3248.7611 | 4551.8273 | 4453.3401 | 5061.7567 | 5110.3867 | 5243.885 | 6519.825 | 8961.123 | 12375.431
2. Peak Load Annual [MW] | 2125.5848 | 2496.43 | 3024.9083 | 3323.7371 | 3872.3344 | 4520.6582 | 5669.413 | 7792.2804 | 10761.2471
Less DSM [MW] | 0 | 0 | 0 | 0 | 0 | 0 | 0 | 0 | 0
Net Demand Annual [MW] | 2125.5848 | 2496.43 | 3024.9083 | 3323.7371 | 3872.3344 | 4520.6582 | 5669.413 | 7792.2804 | 10761.2471
3. Reserve Margin Annual [%] | 52.8408 | 82.3335 | 47.2223 | 52.2911 | 31.9717 | 15.9983 | 15 | 15 | 15
3a.Local Reserves Annual [%] | 157.5454 | 186.4193 | 150.6618 | 155.484 | 134.88 | 118.6419 | 119.792 | 119.225 | 118.256
4. Total Generation [GWh] | 13918.8433 | 16638.3279 | 20248.7408 | 22897.7027 | 27150.9525 | 31862.0937 | 40083.8803 | 54469.7236 | 74224.9506
Inter-Region Transmission [GWh] | 378.6316 | 370.9514 | 363.1177 | 355.1276 | -278.1666 | -718.4018 | -1320.273 | -1622.8296 | -1679.9117
Pumping & Storage Losses [GWh] | 0 | 0 | 0 | 0 | 0 | 0 | 0 | 0 | 0
Plus Purchases [GWh] | 0 | 0 | 0 | 0 | 0 | 0 | 0 | 0 | 0
Less Sales [GWh] | 0 | 0 | 0 | 0 | 0 | 0 | 0 | 0 | 0
5. Total Supply for Demand [GWh] | 14297.4749 | 17009.2793 | 20611.8586 | 23252.8303 | 26872.7859 | 31143.6919 | 38763.6074 | 52846.894 | 72545.0389
6. Projected Demand [GWh] | 14297.4757 | 17009.2791 | 20611.8585 | 23252.831 | 26872.7864 | 31143.6908 | 38763.6498 | 52846.908 | 72545.1116
Energy Not Served [GWh] | 0 | 0 | 0 | 0 | 0 | 0 | 0 | 0 | 0
Less DSM [GWh] | 0 | 0 | 0 | 0 | 0 | 0 | 0 | 0 | 0
Energy Demand Response [GWh] | 0 | 0 | 0 | 0 | 0 | 0 | 0 | 0 | 0
Net Demand [GWh] | 14297.4757 | 17009.2791 | 20611.8585 | 23252.831 | 26872.7864 | 31143.6908 | 38763.6498 | 52846.908 | 72545.1116
7. Dumped Energy [GWh] | -0.00089607 | 0.00024531 | 2.1276e-05 | -0.00070763 | -0.00049756 | 0.0011122 | -0.042378 | -0.013981 | -0.072669
8. Total Generation [GWh] | 13918.8433 | 16638.3279 | 20248.7408 | 22897.7027 | 27150.9525 | 31862.0937 | 40083.8803 | 54469.7236 | 74224.9506
Less T&D Losses [GWh] | 0 | 0 | 0 | 0 | 0 | 0 | 0 | 0 | 0
9. Total Sales [GWh] | 13918.8433 | 16638.3279 | 20248.7408 | 22897.7027 | 27150.9525 | 31862.0937 | 40083.8803 | 54469.7236 | 74224.9506
10. Capacity by Capacity Reporting Type [MW]
01 Potential Build Oil/Gas Combined Cycle | 0 | 0 | 0 | 0 | 0 | 0 | 217.787 | 2780.631 | 6118.604
01 Oil/Gas Combined Cycle | 1492 | 2160 | 2350 | 2350 | 2350 | 1900 | 1900 | 1900 | 1900
02 Potential Build Biogas | 0 | 0 | 0 | 0 | 0 | 0 | 0 | 0 | 0
02 Gas Combustion Turbine | 455 | 504.92 | 504.92 | 504.92 | 455 | 455 | 455 | 455 | 455
02 MSW - Landfill Gas | 0.1 | 0.1 | 0.1 | 0.1 | 0.1 | 0.1 | 0.1 | 0.1 | 0.1
02 Oil Combustion | 221 | 221 | 221 | 221 | 188.5 | 188.5 | 188.5 | 88.5 | 88.5
02 Potential Build Oil/Gas Combustion | 0 | 0 | 0 | 0 | 0 | 0 | 0 | 0 | 0
02 Oil/Gas Combustion | 394.96 | 394.96 | 772.46 | 772.46 | 747.5 | 747.5 | 747.5 | 747.5 | 747.5
03 Hydro | 1370 | 1370 | 1370 | 1370 | 1370 | 1370 | 1370 | 1370 | 1370
03 Potential Build Hydro Small | 0 | 0 | 0 | 0 | 0 | 57.5469 | 57.5469 | 57.5469 | 57.5469
04 Potential Build Nuclear | 0 | 0 | 0 | 0 | 0 | 0 | 0 | 0 | 0
05 Potential Build Interruptible | 129.301 | 221.447 | 0 | 35.4976 | 190.5026 | 255.177 | 0 | 0 | 0
06 Potential Build Solar PV | 0 | 0 | 47.1565 | 103.6409 | 353.6409 | 558.6409 | 953.6409 | 1288.6409 | 1923.6409
06 Solar PV | 19.8 | 19.8 | 19.8 | 19.8 | 19.8 | 19.8 | 19.8 | 19.8 | 1.8
06 Potential Build Solar PV with storage | 0 | 0 | 0 | 0 | 0 | 0 | 184.9999 | 254.9999 | 579.9999
07 Potential Build Biomass Combustion | 0 | 0 | 0 | 0 | 0 | 0 | 0 | 0 | 0
07 Potential Build Coal | 0 | 0 | 0 | 0 | 0 | 453.17 | 1853.17 | 1853.17 | 1853.17
08 Potential Build Wind | 0 | 0 | 0 | 75 | 150 | 300 | 400 | 550 | 550
Total | 4082.161 | 4892.227 | 5285.4365 | 5452.4185 | 5825.0435 | 6305.4348 | 8348.0446 | 11365.8887 | 15645.8617
(**) Ind. Boiler capacity in MMBtu/hr, not included in the total
11. Capacity Additions and Changes by Capacity Reporting Type [MW]
01 Potential Build Oil/Gas Combined Cycle | 0 | 0 | 0 | 0 | 0 | 0 | 217.787 | 2562.844 | 3337.973
01 Oil/Gas Combined Cycle | 0 | 0 | 0 | 0 | 0 | 0 | 0 | 0 | 0
02 Potential Build Biogas | 0 | 0 | 0 | 0 | 0 | 0 | 0 | 0 | 0
02 Gas Combustion Turbine | 0 | 0 | 0 | 0 | 0 | 0 | 0 | 0 | 0
02 MSW - Landfill Gas | 0 | 0 | 0 | 0 | 0 | 0 | 0 | 0 | 0
02 Oil Combustion | 0 | 0 | 0 | 0 | 0 | 0 | 0 | 0 | 0
02 Potential Build Oil/Gas Combustion | 0 | 0 | 0 | 0 | 0 | 0 | 0 | 0 | 0
02 Oil/Gas Combustion | 0 | 0 | 0 | 0 | 0 | 0 | 0 | 0 | 0
03 Hydro | 0 | 0 | 0 | 0 | 0 | 0 | 0 | 0 | 0
03 Potential Build Hydro Small | 0 | 0 | 0 | 0 | 0 | 57.5469 | 0 | 0 | 0
04 Potential Build Nuclear | 0 | 0 | 0 | 0 | 0 | 0 | 0 | 0 | 0
05 Potential Build Interruptible | 129.301 | 221.447 | 0 | 35.4976 | 190.5026 | 255.177 | 0 | 0 | 0
06 Potential Build Solar PV | 0 | 0 | 47.1565 | 56.4843 | 250 | 205 | 395 | 335 | 635
06 Solar PV | 0 | 0 | 0 | 0 | 0 | 0 | 0 | 0 | 0
06 Potential Build Solar PV with storage | 0 | 0 | 0 | 0 | 0 | 0 | 184.9999 | 70 | 325
07 Potential Build Biomass Combustion | 0 | 0 | 0 | 0 | 0 | 0 | 0 | 0 | 0
07 Potential Build Coal | 0 | 0 | 0 | 0 | 0 | 453.17 | 1400 | 0 | 0
08 Potential Build Wind | 0 | 0 | 0 | 75 | 75 | 150 | 100 | 150 | 0
Total | 129.301 | 221.447 | 47.1565 | 166.982 | 515.5026 | 1120.8939 | 2297.7869 | 3117.844 | 4297.973
(**) Ind. Boiler capacity in MMBtu/hr, not included in the total
12. Generation by Capacity Reporting Type [GWh]
01 Potential Build Oil/Gas Combined Cycle | 0 | 0 | 0 | 0 | 0 | 0 | 1717.0301 | 21922.5131 | 47117.2105
01 Oil/Gas Combined Cycle | 8246.9397 | 11536.871 | 13625.5075 | 13997.9335 | 17233.9856 | 14894.97 | 12789.5073 | 6111.8436 | 1095.6837
02 Potential Build Biogas | 0 | 0 | 0 | 0 | 0 | 0 | 0 | 0 | 0
02 Gas Combustion Turbine | 426.6166 | 0 | 25.9023 | 0 | 0 | 2815.2839 | 31.6292 | 1.3399 | 0
02 MSW - Landfill Gas | 0.7446 | 0.7446 | 0.7446 | 0.7446 | 0.7446 | 0.7446 | 0.7446 | 0.7446 | 0.7446
02 Oil Combustion | 63.882 | 0 | 0 | 0 | 0 | 0 | 0 | 0 | 0
02 Potential Build Oil/Gas Combustion | 0 | 0 | 0 | 0 | 0 | 0 | 0 | 0 | 0
02 Oil/Gas Combustion | 79.9488 | 0 | 1027.9476 | 3075.417 | 3075.417 | 3095.1493 | 3075.417 | 3075.417 | 1419.5434
03 Hydro | 5073.9826 | 5073.9833 | 5474.3835 | 5474.3827 | 5974.8832 | 5974.883 | 5974.883 | 5974.8832 | 5974.8834
03 Potential Build Hydro Small | 0 | 0 | 0 | 0 | 0 | 214.2471 | 214.2471 | 214.2471 | 214.2471
04 Potential Build Nuclear | 0 | 0 | 0 | 0 | 0 | 0 | 0 | 0 | 0
05 Potential Build Interruptible | 0 | 0 | 0 | 0 | 0 | 0 | 0 | 0 | 0
06 Potential Build Solar PV | 0 | 0 | 67.5263 | 147.3433 | 488.8879 | 765.172 | 1286.3935 | 1735.6761 | 2581.6558
06 Solar PV | 26.7291 | 26.7291 | 26.7291 | 26.7291 | 26.7291 | 26.7291 | 26.7291 | 26.7291 | 2.7132
06 Potential Build Solar PV with storage | 0 | 0 | 0 | 0 | 0 | 0 | 234.4883 | 323.2136 | 735.1528
07 Potential Build Biomass Combustion | 0 | 0 | 0 | 0 | 0 | 0 | 0 | 0 | 0
07 Potential Build Coal | 0 | 0 | 0 | 0 | 0 | 3374.3046 | 13798.6644 | 13798.6644 | 13798.6644
08 Potential Build Wind | 0 | 0 | 0 | 175.1525 | 350.305 | 700.61 | 934.1467 | 1284.4517 | 1284.4517
Total | 13918.8433 | 16638.3279 | 20248.7408 | 22897.7027 | 27150.9525 | 31862.0937 | 40083.8803 | 54469.7236 | 74224.9506
(**) Ind. Boiler generation in BBtu, not included in the total
12a. Generation by Fuel Type [GWh]
Biomass | 0.7446 | 0.7446 | 0.7446 | 0.7446 | 0.7446 | 0.7446 | 0.7446 | 0.7446 | 0.7446
Coal | 0 | 0 | 0 | 0 | 0 | 3374.3046 | 13798.6644 | 13798.6644 | 13798.6644
Gas | 4920.7273 | 11536.871 | 14600.6263 | 17073.3505 | 20309.4026 | 20805.4032 | 17613.5836 | 31111.1137 | 46427.4451
Oil | 3896.6598 | 0 | 78.731 | 0 | 0 | 0 | 0 | 0 | 3204.9925
Other | 0 | 0 | 0 | 0 | 0 | 0 | 0 | 0 | 0
Sun | 26.7291 | 26.7291 | 94.2553 | 174.0723 | 515.617 | 791.9011 | 1547.6109 | 2085.6188 | 3319.5217
Uranium | 0 | 0 | 0 | 0 | 0 | 0 | 0 | 0 | 0
Water | 5073.9826 | 5073.9833 | 5474.3835 | 5474.3827 | 5974.8832 | 6189.1302 | 6189.1301 | 6189.1303 | 6189.1305
Wind | 0 | 0 | 0 | 175.1525 | 350.305 | 700.61 | 934.1467 | 1284.4517 | 1284.4517
Total | 13918.8433 | 16638.3279 | 20248.7408 | 22897.7027 | 27150.9525 | 31862.0937 | 40083.8803 | 54469.7236 | 74224.9506
13. Generation by Capacity Reporting Type [TBtu]
01 Potential Build Oil/Gas Combined Cycle | 0 | 0 | 0 | 0 | 0 | 0 | 5.8585 | 74.7996 | 160.7639
01 Oil/Gas Combined Cycle | 28.1386 | 39.3638 | 46.4902 | 47.7609 | 58.8024 | 50.8216 | 43.6378 | 20.8536 | 3.7385
02 Potential Build Biogas | 0 | 0 | 0 | 0 | 0 | 0 | 0 | 0 | 0
02 Gas Combustion Turbine | 1.4556 | 0 | 0.088379 | 0 | 0 | 9.6057 | 0.10792 | 0.0045718 | 0
02 MSW - Landfill Gas | 0.0025406 | 0.0025406 | 0.0025406 | 0.0025406 | 0.0025406 | 0.0025406 | 0.0025406 | 0.0025406 | 0.0025406
02 Oil Combustion | 0.21797 | 0 | 0 | 0 | 0 | 0 | 0 | 0 | 0
02 Potential Build Oil/Gas Combustion | 0 | 0 | 0 | 0 | 0 | 0 | 0 | 0 | 0
02 Oil/Gas Combustion | 0.27279 | 0 | 3.5074 | 10.4933 | 10.4933 | 10.5606 | 10.4933 | 10.4933 | 4.8435
03 Hydro | 17.3124 | 17.3124 | 18.6786 | 18.6786 | 20.3863 | 20.3863 | 20.3863 | 20.3863 | 20.3863
03 Potential Build Hydro Small | 0 | 0 | 0 | 0 | 0 | 0.73101 | 0.73101 | 0.73101 | 0.73101
04 Potential Build Nuclear | 0 | 0 | 0 | 0 | 0 | 0 | 0 | 0 | 0
05 Potential Build Interruptible | 0 | 0 | 0 | 0 | 0 | 0 | 0 | 0 | 0
06 Potential Build Solar PV | 0 | 0 | 0.2304 | 0.50274 | 1.6681 | 2.6108 | 4.3892 | 5.9221 | 8.8086
06 Solar PV | 0.0912 | 0.0912 | 0.0912 | 0.0912 | 0.0912 | 0.0912 | 0.0912 | 0.0912 | 0.0092574
06 Potential Build Solar PV with storage | 0 | 0 | 0 | 0 | 0 | 0 | 0.80007 | 1.1028 | 2.5083
07 Potential Build Biomass Combustion | 0 | 0 | 0 | 0 | 0 | 0 | 0 | 0 | 0
07 Potential Build Coal | 0 | 0 | 0 | 0 | 0 | 11.5131 | 47.081 | 47.081 | 47.081
08 Potential Build Wind | 0 | 0 | 0 | 0.59762 | 1.1952 | 2.3905 | 3.1873 | 4.3825 | 4.3825
Total | 47.4911 | 56.77 | 69.0887 | 78.127 | 92.639 | 108.7135 | 136.7662 | 185.8507 | 253.2555
(**) Ind. Boiler generation, not included in the total
14. Capacity Factor by Capacity Reporting Type [%]
01 Potential Build Oil/Gas Combined Cycle | N/A | N/A | N/A | N/A | N/A | N/A | 89.9999 | 90.0001 | 87.9069
01 Oil/Gas Combined Cycle | 63.0986 | 60.972 | 66.1882 | 67.9973 | 83.717 | 89.4915 | 76.8415 | 36.721 | 6.5831
02 Potential Build Biogas | N/A | N/A | N/A | N/A | N/A | N/A | N/A | N/A | N/A
02 Gas Combustion Turbine | 10.7034 | 0 | 0.58561 | 0 | 0 | 70.6328 | 0.79355 | 0.033617 | 0
02 MSW - Landfill Gas | 85 | 85 | 85 | 85 | 85 | 85 | 85 | 85 | 85
02 Oil Combustion | 3.2998 | 0 | 0 | 0 | 0 | 0 | 0 | 0 | 0
02 Potential Build Oil/Gas Combustion | N/A | N/A | N/A | N/A | N/A | N/A | N/A | N/A | N/A
02 Oil/Gas Combustion | 2.3108 | 0 | 15.1912 | 45.449 | 46.9666 | 47.2679 | 46.9666 | 46.9666 | 21.6787
03 Hydro | 42.279 | 42.279 | 45.6153 | 45.6153 | 49.7857 | 49.7857 | 49.7857 | 49.7857 | 49.7857
03 Potential Build Hydro Small | N/A | N/A | N/A | N/A | N/A | 42.5 | 42.5 | 42.5 | 42.5
04 Potential Build Nuclear | N/A | N/A | N/A | N/A | N/A | N/A | N/A | N/A | N/A
05 Potential Build Interruptible | 0 | 0 | N/A | 0 | 0 | 0 | N/A | N/A | N/A
06 Potential Build Solar PV | N/A | N/A | 16.3466 | 16.2291 | 15.7813 | 15.6359 | 15.3987 | 15.3756 | 15.3204
06 Solar PV | 15.4104 | 15.4104 | 15.4104 | 15.4104 | 15.4104 | 15.4104 | 15.4104 | 15.4104 | 17.2069
06 Potential Build Solar PV with storage | N/A | N/A | N/A | N/A | N/A | N/A | 14.4692 | 14.4692 | 14.4692
07 Potential Build Biomass Combustion | N/A | N/A | N/A | N/A | N/A | N/A | N/A | N/A | N/A
07 Potential Build Coal | N/A | N/A | N/A | N/A | N/A | 85 | 84.9998 | 84.9998 | 84.9998
08 Potential Build Wind | N/A | N/A | N/A | 26.6594 | 26.6594 | 26.6594 | 26.6594 | 26.6594 | 26.6594
Average | 38.9232 | 38.8239 | 43.7334 | 47.9401 | 53.2086 | 57.684 | 54.8127 | 54.7076 | 54.156
(**) Ind. Boilers not included in the average
15. Total Annual Production Cost [Million US2016$](*)
Variable O&M | 42.5259 | 52.4382 | 65.2631 | 74.2588 | 86.0755 | 111.2875 | 160.3466 | 202.2747 | 263.8107
Fixed O&M | 103.6056 | 148.842 | 161.93 | 166.8341 | 172.8864 | 137 | 250.9138 | 305.495 | 380.4896
Fuel | 576.7478 | 733.6091 | 969.3306 | 1146.0547 | 1418.0897 | 1660.3339 | 1629.8244 | 2771.5699 | 4645.0856
Capital | 840.4565 | 1439.4055 | 6.3305 | 255.8179 | 64.814 | 288.9503 | 869.0619 | 1217.3722 | 1682.6826
Pollutant Transport & Storage | 0 | 0 | 0 | 0 | 0 | 0 | 0 | 0 | 0
Total | 1563.3358 | 2374.2947 | 1202.8542 | 1642.9655 | 1741.8656 | 2197.5717 | 2910.1467 | 4496.7118 | 6972.0684
Sales Revenue | 0 | 0 | 0 | 0 | 0 | 0 | 0 | 0 | 0
(*) Costs include only those items that are important for determining incremental cost of pollution control (industrial boiler costs are included)
15c Annual Transmission Activity (*)
[GWh] Transmitted Out Existing Lines | 6450.7806 | 11944.1429 | 15176.2705 | 17069.9399 | 13268.3189 | 19083.8841 | 26882.4135 | 32128.0928 | 36192.941
[GWh] Transmitted Out New Builds | 0 | 0 | 0 | 0 | 0 | 0 | 1726.601 | 846.4829 | 10045.3202
[MW] Transferred Out Existing Lines | 273 | 275 | 668.5449 | 719.8895 | 721.2122 | 984.57 | 1137.8879 | 1790.059 | 2595.749
[MW] Transferred Out New Builds | 0 | 0 | 0 | 0 | 0 | 0 | 1037.158 | 1138.388 | 2594.059
Book [MW] of Transmission Builds | 0 | 0 | 0 | 0 | 0 | 0 | 1037.158 | 1138.3879 | 2594.0569
[GWh] Transmitted Out All Lines | 6450.7806 | 11944.1429 | 15176.2705 | 17069.9399 | 13268.3189 | 19083.8841 | 28609.0145 | 32974.5757 | 46238.2612
[MW] Transferred Out All Lines | 273 | 275 | 668.5449 | 719.8895 | 721.2122 | 984.57 | 2175.0459 | 2928.447 | 5189.808
16. Emissions
CO2 Thousand Tons | 5268.8121 | 5961.3549 | 7613.5798 | 8749.3177 | 10509.5585 | 14283.8324 | 22293.0726 | 28353.2237 | 37520.5134
NOX Thousand Tons | 24.5826 | 46.7557 | 59.3431 | 68.6221 | 82.4279 | 86.4715 | 65.5526 | 56.8619 | 52.0442
SO2 Thousand Tons | 9.7345 | 0.95637 | 1.4375 | 1.4036 | 1.686 | 3.2502 | 7.4966 | 8.4689 | 17.4417
(**) Industrial Boiler emissions are included
17. Fuel Consumption by Fuel and Fuel Type [TBtu]
Fuel Type | 2017 | 2018 | 2019 | 2020 | 2023 | 2026 | 2030 | 2035 | 2040
Biomass | 0.010052 | 0.010052 | 0.010052 | 0.010052 | 0.010052 | 0.010052 | 0.010052 | 0.010052 | 0.010052
Coal | 0 | 0 | 0 | 0 | 0 | 29.6939 | 121.4282 | 121.4282 | 121.4282
Gas | 38.2185 | 91.3697 | 115.7701 | 134.1009 | 161.0801 | 168.6447 | 136.059 | 228.943 | 337.3881
Oil | 31.085 | 0 | 0.66921 | 0 | 0 | 0 | 0 | 0 | 23.2388
Other | 0 | 0 | 0 | 0 | 0 | 0 | 0 | 0 | 0
Sun | 0 | 0 | 0 | 0 | 0 | 0 | 0 | 0 | 0
Uranium | 0 | 0 | 0 | 0 | 0 | 0 | 0 | 0 | 0
Water | 0 | 0 | 0 | 0 | 0 | 0 | 0 | 0 | 0
Wind | 0 | 0 | 0 | 0 | 0 | 0 | 0 | 0 | 0

## Low Demand
Back to Contents
| 2017 | 2018 | 2019 | 2020 | 2023 | 2026 | 2030 | 2035 | 2040
1. Reserve Margin Capacity Annual [MW] | 3348.7611 | 4645.1333 | 4557.3801 | 5132.3801 | 5032.5001 | 5108.217 | 5173.717 | 5088.717 | 5088.717
Plus Firm Contract Purchases Annual [MW] | 0 | 0 | 0 | 0 | 0 | 0 | 0 | 0 | 0
Plus Transmission In Annual [MW] | 173 | 173 | 387.8266 | 388.6985 | 435.8947 | 482.2192 | 613.967 | 759.574 | 885.625
Less Firm Contract Sales Annual [MW] | 0 | 0 | 0 | 0 | 0 | 0 | 0 | 0 | 0
Less Transmission Out Annual [MW] | 273 | 275 | 491.8666 | 494.8195 | 549.4925 | 663.4827 | 886.146 | 1089.299 | 1236.515
Total Reserve Margin Capacity Annual [MW] | 3248.7611 | 4543.1333 | 4453.3401 | 5026.2591 | 4918.9023 | 4926.9535 | 4901.538 | 4758.992 | 4737.827
2. Peak Load Annual [MW] | 2125.5848 | 2290.5298 | 2260.368 | 2238.3094 | 2385.5284 | 2532.6385 | 2747.435 | 3075.7252 | 3434.4983
Less DSM [MW] | 0 | 0 | 0 | 0 | 0 | 0 | 0 | 0 | 0
Net Demand Annual [MW] | 2125.5848 | 2290.5298 | 2260.368 | 2238.3094 | 2385.5284 | 2532.6385 | 2747.435 | 3075.7252 | 3434.4983
3. Reserve Margin Annual [%] | 52.8408 | 98.3442 | 97.0184 | 124.556 | 106.1976 | 94.5384 | 78.4042 | 54.7275 | 37.9482
3a.Local Reserves Annual [%] | 157.5454 | 202.7973 | 201.6212 | 229.2972 | 210.9596 | 201.6955 | 188.3108 | 165.4477 | 148.1648
4. Total Generation [GWh] | 13918.8446 | 15167.4258 | 15761.0138 | 15631.8332 | 17233.6708 | 18637.7602 | 20661.4704 | 22331.2592 | 24761.9144
Inter-Region Transmission [GWh] | 378.6315 | 370.9515 | -441.5621 | -449.5524 | -1082.8465 | -1523.0814 | -2124.9532 | -1622.8295 | -1679.9119
Pumping & Storage Losses [GWh] | 0 | 0 | 0 | 0 | 0 | 0 | 0 | 0 | 0
Plus Purchases [GWh] | 0 | 0 | 0 | 0 | 0 | 0 | 0 | 0 | 0
Less Sales [GWh] | 0 | 0 | 0 | 0 | 0 | 0 | 0 | 0 | 0
5. Total Supply for Demand [GWh] | 14297.4761 | 15538.3773 | 15319.4517 | 15182.2808 | 16150.8243 | 17114.6789 | 18536.5173 | 20708.4297 | 23082.0025
6. Projected Demand [GWh] | 14297.4757 | 15538.3766 | 15319.4508 | 15182.2806 | 16150.8245 | 17114.6789 | 18535.9261 | 20708.4266 | 23081.9991
Energy Not Served [GWh] | 0 | 0 | 0 | 0 | 0 | 0 | 0 | 0 | 0
Less DSM [GWh] | 0 | 0 | 0 | 0 | 0 | 0 | 0 | 0 | 0
Energy Demand Response [GWh] | 0 | 0 | 0 | 0 | 0 | 0 | 0 | 0 | 0
Net Demand [GWh] | 14297.4757 | 15538.3766 | 15319.4508 | 15182.2806 | 16150.8245 | 17114.6789 | 18535.9261 | 20708.4266 | 23081.9991
7. Dumped Energy [GWh] | 0.00036451 | 0.00066946 | 0.00088138 | 0.00018684 | -0.00017064 | -1.7573e-05 | 0.59118 | 0.0030843 | 0.0034149
8. Total Generation [GWh] | 13918.8446 | 15167.4258 | 15761.0138 | 15631.8332 | 17233.6708 | 18637.7602 | 20661.4704 | 22331.2592 | 24761.9144
Less T&D Losses [GWh] | 0 | 0 | 0 | 0 | 0 | 0 | 0 | 0 | 0
9. Total Sales [GWh] | 13918.8446 | 15167.4258 | 15761.0138 | 15631.8332 | 17233.6708 | 18637.7602 | 20661.4704 | 22331.2592 | 24761.9144
10. Capacity by Capacity Reporting Type [MW]
01 Potential Build Oil/Gas Combined Cycle | 0 | 0 | 0 | 0 | 0 | 0 | 0 | 0 | 0
01 Oil/Gas Combined Cycle | 1492 | 2160 | 2350 | 2350 | 2350 | 1900 | 1900 | 1900 | 1900
02 Potential Build Biogas | 0 | 0 | 0 | 0 | 0 | 0 | 0 | 0 | 0
02 Gas Combustion Turbine | 455 | 504.92 | 504.92 | 504.92 | 455 | 455 | 455 | 455 | 455
02 MSW - Landfill Gas | 0.1 | 0.1 | 0.1 | 0.1 | 0.1 | 0.1 | 0.1 | 0.1 | 0.1
02 Oil Combustion | 221 | 221 | 221 | 221 | 188.5 | 188.5 | 188.5 | 88.5 | 88.5
02 Potential Build Oil/Gas Combustion | 0 | 0 | 0 | 0 | 0 | 0 | 0 | 0 | 0
02 Oil/Gas Combustion | 394.96 | 394.96 | 772.46 | 772.46 | 747.5 | 747.5 | 747.5 | 747.5 | 747.5
03 Hydro | 1370 | 1370 | 1370 | 1370 | 1370 | 1370 | 1370 | 1370 | 1370
03 Potential Build Hydro Small | 0 | 0 | 0 | 0 | 0 | 57.5469 | 57.5469 | 57.5469 | 57.5469
04 Potential Build Nuclear | 0 | 0 | 0 | 0 | 0 | 0 | 0 | 0 | 0
05 Potential Build Interruptible | 129.301 | 212.753 | 0 | 0 | 0 | 0 | 0 | 0 | 0
06 Potential Build Solar PV | 0 | 0 | 47.1565 | 103.6409 | 353.6409 | 558.6409 | 953.6409 | 1193.6409 | 1828.6409
06 Solar PV | 19.8 | 19.8 | 19.8 | 19.8 | 19.8 | 19.8 | 19.8 | 19.8 | 1.8
06 Potential Build Solar PV with storage | 0 | 0 | 0 | 0 | 0 | 0 | 184.9999 | 184.9999 | 184.9999
07 Potential Build Biomass Combustion | 0 | 0 | 0 | 0 | 0 | 0 | 0 | 0 | 0
07 Potential Build Coal | 0 | 0 | 0 | 0 | 0 | 453.17 | 453.17 | 453.17 | 453.17
08 Potential Build Wind | 0 | 0 | 0 | 75 | 150 | 300 | 400 | 550 | 550
Total | 4082.161 | 4883.533 | 5285.4365 | 5416.9209 | 5634.5409 | 6050.2577 | 6730.2577 | 7020.2577 | 7637.2577
(**) Ind. Boiler capacity in MMBtu/hr, not included in the total
11. Capacity Additions and Changes by Capacity Reporting Type [MW]
01 Potential Build Oil/Gas Combined Cycle | 0 | 0 | 0 | 0 | 0 | 0 | 0 | 0 | 0
01 Oil/Gas Combined Cycle | 0 | 0 | 0 | 0 | 0 | 0 | 0 | 0 | 0
02 Potential Build Biogas | 0 | 0 | 0 | 0 | 0 | 0 | 0 | 0 | 0
02 Gas Combustion Turbine | 0 | 0 | 0 | 0 | 0 | 0 | 0 | 0 | 0
02 MSW - Landfill Gas | 0 | 0 | 0 | 0 | 0 | 0 | 0 | 0 | 0
02 Oil Combustion | 0 | 0 | 0 | 0 | 0 | 0 | 0 | 0 | 0
02 Potential Build Oil/Gas Combustion | 0 | 0 | 0 | 0 | 0 | 0 | 0 | 0 | 0
02 Oil/Gas Combustion | 0 | 0 | 0 | 0 | 0 | 0 | 0 | 0 | 0
03 Hydro | 0 | 0 | 0 | 0 | 0 | 0 | 0 | 0 | 0
03 Potential Build Hydro Small | 0 | 0 | 0 | 0 | 0 | 57.5469 | 0 | 0 | 0
04 Potential Build Nuclear | 0 | 0 | 0 | 0 | 0 | 0 | 0 | 0 | 0
05 Potential Build Interruptible | 129.301 | 212.753 | 0 | 0 | 0 | 0 | 0 | 0 | 0
06 Potential Build Solar PV | 0 | 0 | 47.1565 | 56.4843 | 250 | 205 | 395 | 240 | 635
06 Solar PV | 0 | 0 | 0 | 0 | 0 | 0 | 0 | 0 | 0
06 Potential Build Solar PV with storage | 0 | 0 | 0 | 0 | 0 | 0 | 184.9999 | 0 | 0
07 Potential Build Biomass Combustion | 0 | 0 | 0 | 0 | 0 | 0 | 0 | 0 | 0
07 Potential Build Coal | 0 | 0 | 0 | 0 | 0 | 453.17 | 0 | 0 | 0
08 Potential Build Wind | 0 | 0 | 0 | 75 | 75 | 150 | 100 | 150 | 0
Total | 129.301 | 212.753 | 47.1565 | 131.4844 | 325 | 865.7169 | 679.9999 | 390 | 635
(**) Ind. Boiler capacity in MMBtu/hr, not included in the total
12. Generation by Capacity Reporting Type [GWh]
01 Potential Build Oil/Gas Combined Cycle | 0 | 0 | 0 | 0 | 0 | 0 | 0 | 0 | 0
01 Oil/Gas Combined Cycle | 8246.9396 | 10065.9693 | 7626.4722 | 7147.7166 | 9054.8433 | 7815.62 | 7619.8205 | 6530.5379 | 8136.8788
02 Potential Build Biogas | 0 | 0 | 0 | 0 | 0 | 0 | 0 | 0 | 0
02 Gas Combustion Turbine | 426.6164 | 0 | 1813.32 | 1813.32 | 1813.3202 | 1813.32 | 1294.6005 | 0 | 0
02 MSW - Landfill Gas | 0.7446 | 0.7446 | 0.7446 | 0 | 0.7446 | 0 | 0.7446 | 0.7446 | 0.7446
02 Oil Combustion | 63.882 | 0 | 0 | 0 | 0 | 0 | 0 | 0.19106 | 2.5415
02 Potential Build Oil/Gas Combustion | 0 | 0 | 0 | 0 | 0 | 0 | 0 | 0 | 0
02 Oil/Gas Combustion | 79.9488 | 0 | 1629.36 | 1629.36 | 1629.3596 | 1629.3597 | 3075.417 | 3075.417 | 3075.417
03 Hydro | 5073.9842 | 5073.9829 | 4596.8616 | 4692.2117 | 3869.4811 | 5672.7023 | 5974.8831 | 5974.8826 | 5974.8811
03 Potential Build Hydro Small | 0 | 0 | 0 | 0 | 0 | 214.2471 | 214.2471 | 214.2471 | 214.2471
04 Potential Build Nuclear | 0 | 0 | 0 | 0 | 0 | 0 | 0 | 0 | 0
05 Potential Build Interruptible | 0 | 0 | 0 | 0 | 0 | 0 | 0 | 0 | 0
06 Potential Build Solar PV | 0 | 0 | 67.5263 | 147.3433 | 488.8879 | 765.172 | 1286.3935 | 1615.2631 | 2461.2428
06 Solar PV | 26.7291 | 26.7291 | 26.7291 | 26.7291 | 26.7291 | 26.7291 | 26.7291 | 26.7291 | 2.7132
06 Potential Build Solar PV with storage | 0 | 0 | 0 | 0 | 0 | 0 | 234.4883 | 234.4883 | 234.4883
07 Potential Build Biomass Combustion | 0 | 0 | 0 | 0 | 0 | 0 | 0 | 0 | 0
07 Potential Build Coal | 0 | 0 | 0 | 0 | 0 | 0 | 0 | 3374.3067 | 3374.3082
08 Potential Build Wind | 0 | 0 | 0 | 175.1525 | 350.305 | 700.61 | 934.1467 | 1284.4517 | 1284.4517
Total | 13918.8446 | 15167.4258 | 15761.0138 | 15631.8332 | 17233.6708 | 18637.7602 | 20661.4704 | 22331.2592 | 24761.9144
(**) Ind. Boiler generation in BBtu, not included in the total
12a. Generation by Fuel Type [GWh]
Biomass | 0.7446 | 0.7446 | 0.7446 | 0 | 0.7446 | 0 | 0.7446 | 0.7446 | 0.7446
Coal | 0 | 0 | 0 | 0 | 0 | 0 | 0 | 3374.3067 | 3374.3082
Gas | 4916.4281 | 10065.9693 | 11069.1522 | 10590.3966 | 12497.5231 | 11258.2997 | 11989.838 | 9605.9549 | 11212.2958
Oil | 3900.9587 | 0 | 0 | 0 | 0 | 0 | 0 | 0.19106 | 2.5415
Other | 0 | 0 | 0 | 0 | 0 | 0 | 0 | 0 | 0
Sun | 26.7291 | 26.7291 | 94.2553 | 174.0723 | 515.617 | 791.9011 | 1547.6109 | 1876.4805 | 2698.4443
Uranium | 0 | 0 | 0 | 0 | 0 | 0 | 0 | 0 | 0
Water | 5073.9842 | 5073.9829 | 4596.8616 | 4692.2117 | 3869.4811 | 5886.9494 | 6189.1302 | 6189.1297 | 6189.1282
Wind | 0 | 0 | 0 | 175.1525 | 350.305 | 700.61 | 934.1467 | 1284.4517 | 1284.4517
Total | 13918.8446 | 15167.4258 | 15761.0138 | 15631.8332 | 17233.6708 | 18637.7602 | 20661.4704 | 22331.2592 | 24761.9144
13. Generation by Capacity Reporting Type [TBtu]
01 Potential Build Oil/Gas Combined Cycle | 0 | 0 | 0 | 0 | 0 | 0 | 0 | 0 | 0
01 Oil/Gas Combined Cycle | 28.1386 | 34.3451 | 26.0215 | 24.388 | 30.8951 | 26.6669 | 25.9988 | 22.2822 | 27.763
02 Potential Build Biogas | 0 | 0 | 0 | 0 | 0 | 0 | 0 | 0 | 0
02 Gas Combustion Turbine | 1.4556 | 0 | 6.187 | 6.187 | 6.187 | 6.187 | 4.4172 | 0 | 0
02 MSW - Landfill Gas | 0.0025406 | 0.0025406 | 0.0025406 | 0 | 0.0025406 | 0 | 0.0025406 | 0.0025406 | 0.0025406
02 Oil Combustion | 0.21797 | 0 | 0 | 0 | 0 | 0 | 0 | 0.0006519 | 0.0086715
02 Potential Build Oil/Gas Combustion | 0 | 0 | 0 | 0 | 0 | 0 | 0 | 0 | 0
02 Oil/Gas Combustion | 0.27279 | 0 | 5.5594 | 5.5594 | 5.5594 | 5.5594 | 10.4933 | 10.4933 | 10.4933
03 Hydro | 17.3124 | 17.3124 | 15.6845 | 16.0098 | 13.2027 | 19.3553 | 20.3863 | 20.3863 | 20.3863
03 Potential Build Hydro Small | 0 | 0 | 0 | 0 | 0 | 0.73101 | 0.73101 | 0.73101 | 0.73101
04 Potential Build Nuclear | 0 | 0 | 0 | 0 | 0 | 0 | 0 | 0 | 0
05 Potential Build Interruptible | 0 | 0 | 0 | 0 | 0 | 0 | 0 | 0 | 0
06 Potential Build Solar PV | 0 | 0 | 0.2304 | 0.50274 | 1.6681 | 2.6108 | 4.3892 | 5.5113 | 8.3978
06 Solar PV | 0.0912 | 0.0912 | 0.0912 | 0.0912 | 0.0912 | 0.0912 | 0.0912 | 0.0912 | 0.0092574
06 Potential Build Solar PV with storage | 0 | 0 | 0 | 0 | 0 | 0 | 0.80007 | 0.80007 | 0.80007
07 Potential Build Biomass Combustion | 0 | 0 | 0 | 0 | 0 | 0 | 0 | 0 | 0
07 Potential Build Coal | 0 | 0 | 0 | 0 | 0 | 0 | 0 | 11.5131 | 11.5131
08 Potential Build Wind | 0 | 0 | 0 | 0.59762 | 1.1952 | 2.3905 | 3.1873 | 4.3825 | 4.3825
Total | 47.4911 | 51.7513 | 53.7766 | 53.3358 | 58.8013 | 63.592 | 70.4969 | 76.1943 | 84.4877
(**) Ind. Boiler generation, not included in the total
14. Capacity Factor by Capacity Reporting Type [%]
01 Potential Build Oil/Gas Combined Cycle | N/A | N/A | N/A | N/A | N/A | N/A | N/A | N/A | N/A
01 Oil/Gas Combined Cycle | 63.0986 | 53.1983 | 37.0469 | 34.7213 | 43.9854 | 46.9576 | 45.7812 | 39.2366 | 48.8878
02 Potential Build Biogas | N/A | N/A | N/A | N/A | N/A | N/A | N/A | N/A | N/A
02 Gas Combustion Turbine | 10.7034 | 0 | 40.9966 | 40.9966 | 45.4945 | 45.4945 | 32.4803 | 0 | 0
02 MSW - Landfill Gas | 85 | 85 | 85 | 0 | 85 | 0 | 85 | 85 | 85
02 Oil Combustion | 3.2998 | 0 | 0 | 0 | 0 | 0 | 0 | 0.024645 | 0.32782
02 Potential Build Oil/Gas Combustion | N/A | N/A | N/A | N/A | N/A | N/A | N/A | N/A | N/A
02 Oil/Gas Combustion | 2.3108 | 0 | 24.0789 | 24.0789 | 24.8829 | 24.8829 | 46.9666 | 46.9666 | 46.9666
03 Hydro | 42.279 | 42.279 | 38.3033 | 39.0979 | 32.2425 | 47.2678 | 49.7857 | 49.7857 | 49.7857
03 Potential Build Hydro Small | N/A | N/A | N/A | N/A | N/A | 42.5 | 42.5 | 42.5 | 42.5
04 Potential Build Nuclear | N/A | N/A | N/A | N/A | N/A | N/A | N/A | N/A | N/A
05 Potential Build Interruptible | 0 | 0 | N/A | N/A | N/A | N/A | N/A | N/A | N/A
06 Potential Build Solar PV | N/A | N/A | 16.3466 | 16.2291 | 15.7813 | 15.6359 | 15.3987 | 15.4478 | 15.3646
06 Solar PV | 15.4104 | 15.4104 | 15.4104 | 15.4104 | 15.4104 | 15.4104 | 15.4104 | 15.4104 | 17.2069
06 Potential Build Solar PV with storage | N/A | N/A | N/A | N/A | N/A | N/A | 14.4692 | 14.4692 | 14.4692
07 Potential Build Biomass Combustion | N/A | N/A | N/A | N/A | N/A | N/A | N/A | N/A | N/A
07 Potential Build Coal | N/A | N/A | N/A | N/A | N/A | 0 | 0 | 85.0001 | 85.0001
08 Potential Build Wind | N/A | N/A | N/A | 26.6594 | 26.6594 | 26.6594 | 26.6594 | 26.6594 | 26.6594
Average | 38.9232 | 35.4547 | 34.0408 | 32.9423 | 34.9152 | 35.1654 | 35.0449 | 36.3125 | 37.012
(**) Ind. Boilers not included in the average
15. Total Annual Production Cost [Million US2016$](*)
Variable O&M | 42.5259 | 47.29 | 49.1994 | 47.0388 | 48.7515 | 49.4939 | 52.9203 | 65.1629 | 67.7372
Fixed O&M | 103.6056 | 148.842 | 161.93 | 166.8341 | 172.8864 | 137 | 156.647 | 168.4695 | 184.2945
Fuel | 576.7478 | 638.0448 | 831.0154 | 799.3295 | 948.2925 | 876.0183 | 836.6728 | 743.3294 | 1045.7908
Capital | 840.4565 | 1382.8945 | 6.3305 | 25.0835 | 64.814 | 288.9503 | 367.6917 | 410.5191 | 462.6399
Pollutant Transport & Storage | 0 | 0 | 0 | 0 | 0 | 0 | 0 | 0 | 0
Total | 1563.3358 | 2217.0713 | 1048.4754 | 1038.286 | 1234.7444 | 1351.4625 | 1413.9317 | 1387.4809 | 1760.4624
Sales Revenue | 0 | 0 | 0 | 0 | 0 | 0 | 0 | 0 | 0
(*) Costs include only those items that are important for determining incremental cost of pollution control (industrial boiler costs are included)
15c Annual Transmission Activity (*)
[GWh] Transmitted Out Existing Lines | 6789.2327 | 10228.2637 | 9810.1503 | 9941.659 | 8506.9979 | 7889.1446 | 13531.713 | 15648.7506 | 17420.8867
[GWh] Transmitted Out New Builds | 0 | 0 | 0 | 0 | 0 | 0 | 0 | 0 | 0
[MW] Transferred Out Existing Lines | 273 | 275 | 491.8666 | 494.8195 | 549.4925 | 663.4827 | 886.146 | 1089.299 | 1236.515
[MW] Transferred Out New Builds | 0 | 0 | 0 | 0 | 0 | 0 | 0 | 0 | 0
Book [MW] of Transmission Builds | 0 | 0 | 0 | 0 | 0 | 0 | 0 | 0 | 0
[GWh] Transmitted Out All Lines | 6789.2327 | 10228.2637 | 9810.1503 | 9941.659 | 8506.9979 | 7889.1446 | 13531.713 | 15648.7506 | 17420.8867
[MW] Transferred Out All Lines | 273 | 275 | 491.8666 | 494.8195 | 549.4925 | 663.4827 | 886.146 | 1089.299 | 1236.515
16. Emissions
CO2 Thousand Tons | 5268.8119 | 5199.0551 | 6516.9424 | 6280.8792 | 7287.4489 | 6521.286 | 6193.175 | 8054.0764 | 8982.947
NOX Thousand Tons | 24.5826 | 40.7769 | 51.1133 | 49.2618 | 57.1565 | 51.1473 | 48.5739 | 37.6095 | 44.8799
SO2 Thousand Tons | 9.7345 | 0.83407 | 1.0455 | 1.0076 | 1.1691 | 1.0462 | 0.99356 | 2.2507 | 2.3994
(**) Industrial Boiler emissions are included
17. Fuel Consumption by Fuel and Fuel Type [TBtu]
Fuel Type | 2017 | 2018 | 2019 | 2020 | 2023 | 2026 | 2030 | 2035 | 2040
Biomass | 0.010052 | 0.010052 | 0.010052 | 0 | 0.010052 | 0 | 0.010052 | 0.010052 | 0.010052
Coal | 0 | 0 | 0 | 0 | 0 | 0 | 0 | 29.6939 | 29.6939
Gas | 38.2185 | 79.686 | 99.8852 | 96.2671 | 111.6948 | 99.9518 | 94.9229 | 73.1588 | 87.3666
Oil | 31.085 | 0 | 0 | 0 | 0 | 0 | 0 | 0.0018965 | 0.025537
Other | 0 | 0 | 0 | 0 | 0 | 0 | 0 | 0 | 0
Sun | 0 | 0 | 0 | 0 | 0 | 0 | 0 | 0 | 0
Uranium | 0 | 0 | 0 | 0 | 0 | 0 | 0 | 0 | 0
Water | 0 | 0 | 0 | 0 | 0 | 0 | 0 | 0 | 0
Wind | 0 | 0 | 0 | 0 | 0 | 0 | 0 | 0 | 0

## High Fuel Price
Back to Contents
| 2017 | 2018 | 2019 | 2020 | 2023 | 2026 | 2030 | 2035 | 2040
1. Reserve Margin Capacity Annual [MW] | 3348.7611 | 4649.4823 | 4557.3801 | 5132.3801 | 5032.5001 | 5108.217 | 5722.425 | 6338.828 | 7814.596
Plus Firm Contract Purchases Annual [MW] | 0 | 0 | 0 | 0 | 0 | 0 | 0 | 0 | 0
Plus Transmission In Annual [MW] | 173 | 173 | 449.625 | 509.2398 | 639.0974 | 772.7542 | 1230.713 | 1730.6208 | 2245.2191
Less Firm Contract Sales Annual [MW] | 0 | 0 | 0 | 0 | 0 | 0 | 0 | 0 | 0
Less Transmission Out Annual [MW] | 273 | 275 | 553.665 | 615.3608 | 752.6952 | 954.0177 | 1502.892 | 2059.917 | 2595.6561
Total Reserve Margin Capacity Annual [MW] | 3248.7611 | 4547.4823 | 4453.3401 | 5026.2591 | 4918.9023 | 4926.9535 | 5450.246 | 6009.5318 | 7464.159
2. Peak Load Annual [MW] | 2125.5848 | 2343.4823 | 2495.3444 | 2676.8074 | 3315.6893 | 3678.7853 | 4262.1748 | 5225.6801 | 6490.573
Less DSM [MW] | 0 | 0 | 0 | 0 | 0 | 0 | 0 | 0 | 0
Net Demand Annual [MW] | 2125.5848 | 2343.4823 | 2495.3444 | 2676.8074 | 3315.6893 | 3678.7853 | 4262.1748 | 5225.6801 | 6490.573
3. Reserve Margin Annual [%] | 52.8408 | 94.0481 | 78.466 | 87.7707 | 48.3523 | 33.9288 | 27.8748 | 15 | 15
3a.Local Reserves Annual [%] | 157.5454 | 198.4006 | 182.6353 | 191.7351 | 151.7784 | 138.8561 | 134.2607 | 121.3015 | 120.3992
4. Total Generation [GWh] | 13918.8429 | 15531.5319 | 17387.3065 | 18069.4387 | 23370.692 | 26198.5204 | 30667.9968 | 37352.4896 | 45790.2492
Inter-Region Transmission [GWh] | 378.6315 | 370.9512 | -441.5621 | 283.7237 | -278.1665 | -718.4019 | -1320.2731 | -1622.8296 | -1679.9116
Pumping & Storage Losses [GWh] | 0 | 0 | 0 | 0 | 0 | 0 | 0 | 0 | 0
Plus Purchases [GWh] | 0 | 0 | 0 | 0 | 0 | 0 | 0 | 0 | 0
Less Sales [GWh] | 0 | 0 | 0 | 0 | 0 | 0 | 0 | 0 | 0
5. Total Supply for Demand [GWh] | 14297.4745 | 15902.4832 | 16945.7444 | 18353.1624 | 23092.5255 | 25480.1185 | 29347.7237 | 35729.66 | 44110.3375
6. Projected Demand [GWh] | 14297.4757 | 15902.4844 | 16945.7435 | 18353.1626 | 23092.5252 | 25480.1178 | 29347.7268 | 35729.6604 | 44110.3475
Energy Not Served [GWh] | 0 | 0 | 0 | 0 | 0 | 0 | 0 | 0 | 0
Less DSM [GWh] | 0 | 0 | 0 | 0 | 0 | 0 | 0 | 0 | 0
Energy Demand Response [GWh] | 0 | 0 | 0 | 0 | 0 | 0 | 0 | 0 | 0
Net Demand [GWh] | 14297.4757 | 15902.4844 | 16945.7435 | 18353.1626 | 23092.5252 | 25480.1178 | 29347.7268 | 35729.6604 | 44110.3475
7. Dumped Energy [GWh] | -0.0012645 | -0.0012084 | 0.00090001 | -0.00015611 | 0.00023247 | 0.00071681 | -0.0031355 | -0.00033514 | -0.0099174
8. Total Generation [GWh] | 13918.8429 | 15531.5319 | 17387.3065 | 18069.4387 | 23370.692 | 26198.5204 | 30667.9968 | 37352.4896 | 45790.2492
Less T&D Losses [GWh] | 0 | 0 | 0 | 0 | 0 | 0 | 0 | 0 | 0
9. Total Sales [GWh] | 13918.8429 | 15531.5319 | 17387.3065 | 18069.4387 | 23370.692 | 26198.5204 | 30667.9968 | 37352.4896 | 45790.2492
10. Capacity by Capacity Reporting Type [MW]
01 Potential Build Oil/Gas Combined Cycle | 0 | 0 | 0 | 0 | 0 | 0 | 0 | 701.403 | 2132.171
01 Oil/Gas Combined Cycle | 1492 | 2160 | 2350 | 2350 | 2350 | 1900 | 1900 | 1900 | 1900
02 Potential Build Biogas | 0 | 0 | 0 | 0 | 0 | 0 | 0 | 0 | 0
02 Gas Combustion Turbine | 455 | 504.92 | 504.92 | 504.92 | 455 | 455 | 455 | 455 | 455
02 MSW - Landfill Gas | 0.1 | 0.1 | 0.1 | 0.1 | 0.1 | 0.1 | 0.1 | 0.1 | 0.1
02 Oil Combustion | 221 | 221 | 221 | 221 | 188.5 | 188.5 | 188.5 | 88.5 | 88.5
02 Potential Build Oil/Gas Combustion | 0 | 0 | 0 | 0 | 0 | 0 | 0 | 0 | 0
02 Oil/Gas Combustion | 394.96 | 394.96 | 772.46 | 772.46 | 747.5 | 747.5 | 747.5 | 747.5 | 747.5
03 Hydro | 1370 | 1370 | 1370 | 1370 | 1370 | 1370 | 1370 | 1370 | 1370
03 Potential Build Hydro Small | 0 | 0 | 0 | 0 | 0 | 57.5469 | 57.5469 | 57.5469 | 57.5469
04 Potential Build Nuclear | 0 | 0 | 0 | 0 | 0 | 0 | 0 | 0 | 0
05 Potential Build Interruptible | 129.301 | 217.102 | 0 | 0 | 0 | 0 | 0 | 0 | 0
06 Potential Build Solar PV | 0 | 0 | 47.1565 | 103.6409 | 353.6409 | 558.6409 | 953.6409 | 1288.6409 | 1923.6409
06 Solar PV | 19.8 | 19.8 | 19.8 | 19.8 | 19.8 | 19.8 | 19.8 | 19.8 | 1.8
06 Potential Build Solar PV with storage | 0 | 0 | 0 | 0 | 0 | 0 | 185 | 185 | 335
07 Potential Build Biomass Combustion | 0 | 0 | 0 | 0 | 0 | 0 | 0 | 0 | 0
07 Potential Build Coal | 0 | 0 | 0 | 0 | 0 | 453.17 | 1001.878 | 1001.878 | 1001.878
08 Potential Build Wind | 0 | 0 | 0 | 75 | 150 | 300 | 400 | 550 | 550
Total | 4082.161 | 4887.882 | 5285.4365 | 5416.9209 | 5634.5409 | 6050.2577 | 7278.9658 | 8365.3687 | 10563.1367
(**) Ind. Boiler capacity in MMBtu/hr, not included in the total
11. Capacity Additions and Changes by Capacity Reporting Type [MW]
01 Potential Build Oil/Gas Combined Cycle | 0 | 0 | 0 | 0 | 0 | 0 | 0 | 701.403 | 1430.768
01 Oil/Gas Combined Cycle | 0 | 0 | 0 | 0 | 0 | 0 | 0 | 0 | 0
02 Potential Build Biogas | 0 | 0 | 0 | 0 | 0 | 0 | 0 | 0 | 0
02 Gas Combustion Turbine | 0 | 0 | 0 | 0 | 0 | 0 | 0 | 0 | 0
02 MSW - Landfill Gas | 0 | 0 | 0 | 0 | 0 | 0 | 0 | 0 | 0
02 Oil Combustion | 0 | 0 | 0 | 0 | 0 | 0 | 0 | 0 | 0
02 Potential Build Oil/Gas Combustion | 0 | 0 | 0 | 0 | 0 | 0 | 0 | 0 | 0
02 Oil/Gas Combustion | 0 | 0 | 0 | 0 | 0 | 0 | 0 | 0 | 0
03 Hydro | 0 | 0 | 0 | 0 | 0 | 0 | 0 | 0 | 0
03 Potential Build Hydro Small | 0 | 0 | 0 | 0 | 0 | 57.5469 | 0 | 0 | 0
04 Potential Build Nuclear | 0 | 0 | 0 | 0 | 0 | 0 | 0 | 0 | 0
05 Potential Build Interruptible | 129.301 | 217.102 | 0 | 0 | 0 | 0 | 0 | 0 | 0
06 Potential Build Solar PV | 0 | 0 | 47.1565 | 56.4843 | 250 | 205 | 395 | 335 | 635
06 Solar PV | 0 | 0 | 0 | 0 | 0 | 0 | 0 | 0 | 0
06 Potential Build Solar PV with storage | 0 | 0 | 0 | 0 | 0 | 0 | 185 | 0 | 150
07 Potential Build Biomass Combustion | 0 | 0 | 0 | 0 | 0 | 0 | 0 | 0 | 0
07 Potential Build Coal | 0 | 0 | 0 | 0 | 0 | 453.17 | 548.708 | 0 | 0
08 Potential Build Wind | 0 | 0 | 0 | 75 | 75 | 150 | 100 | 150 | 0
Total | 129.301 | 217.102 | 47.1565 | 131.4844 | 325 | 865.7169 | 1228.708 | 1186.403 | 2215.768
(**) Ind. Boiler capacity in MMBtu/hr, not included in the total
12. Generation by Capacity Reporting Type [GWh]
01 Potential Build Oil/Gas Combined Cycle | 0 | 0 | 0 | 0 | 0 | 0 | 0 | 5529.8639 | 16810.0283
01 Oil/Gas Combined Cycle | 8256.8462 | 10430.0751 | 9104.5166 | 9170.4138 | 13453.7253 | 12066.413 | 11460.967 | 11800.2275 | 7956.4969
02 Potential Build Biogas | 0 | 0 | 0 | 0 | 0 | 0 | 0 | 0 | 0
02 Gas Combustion Turbine | 418.5857 | 0 | 1813.32 | 0 | 0 | 0 | 0 | 15.7808 | 5.0166
02 MSW - Landfill Gas | 0.7446 | 0.7446 | 0.7446 | 0 | 0.7446 | 0.7446 | 0.7446 | 0.7446 | 0.7446
02 Oil Combustion | 63.882 | 0 | 0 | 0 | 0 | 0 | 0 | 0 | 0
02 Potential Build Oil/Gas Combustion | 0 | 0 | 0 | 0 | 0 | 0 | 0 | 0 | 0
02 Oil/Gas Combustion | 78.0728 | 0 | 900.0853 | 3075.417 | 3075.417 | 3075.417 | 3075.4168 | 3075.417 | 3075.417
03 Hydro | 5073.9827 | 5073.9832 | 5474.3847 | 5474.383 | 5974.8831 | 5974.8823 | 5974.8826 | 5974.8824 | 5974.8828
03 Potential Build Hydro Small | 0 | 0 | 0 | 0 | 0 | 214.2471 | 214.2471 | 214.2471 | 214.2471
04 Potential Build Nuclear | 0 | 0 | 0 | 0 | 0 | 0 | 0 | 0 | 0
05 Potential Build Interruptible | 0 | 0 | 0 | 0 | 0 | 0 | 0 | 0 | 0
06 Potential Build Solar PV | 0 | 0 | 67.5263 | 147.3433 | 488.8879 | 765.172 | 1286.3935 | 1735.6761 | 2581.6558
06 Solar PV | 26.7291 | 26.7291 | 26.7291 | 26.7291 | 26.7291 | 26.7291 | 26.7291 | 26.7291 | 2.7132
06 Potential Build Solar PV with storage | 0 | 0 | 0 | 0 | 0 | 0 | 234.4884 | 234.4884 | 424.6142
07 Potential Build Biomass Combustion | 0 | 0 | 0 | 0 | 0 | 0 | 0 | 0 | 0
07 Potential Build Coal | 0 | 0 | 0 | 0 | 0 | 3374.3053 | 7459.981 | 7459.981 | 7459.981
08 Potential Build Wind | 0 | 0 | 0 | 175.1525 | 350.305 | 700.61 | 934.1467 | 1284.4517 | 1284.4517
Total | 13918.8429 | 15531.5319 | 17387.3065 | 18069.4387 | 23370.692 | 26198.5204 | 30667.9968 | 37352.4896 | 45790.2492
(**) Ind. Boiler generation in BBtu, not included in the total
12a. Generation by Fuel Type [GWh]
Biomass | 0.7446 | 0.7446 | 0.7446 | 0 | 0.7446 | 0.7446 | 0.7446 | 0.7446 | 0.7446
Coal | 0 | 0 | 0 | 0 | 0 | 3374.3053 | 7459.981 | 7459.981 | 7459.981
Gas | 4922.6857 | 10430.0751 | 11817.9218 | 12245.8308 | 16529.1423 | 15141.83 | 14536.3838 | 20421.2892 | 27846.9588
Oil | 3894.7009 | 0 | 0 | 0 | 0 | 0 | 0 | 0 | 0
Other | 0 | 0 | 0 | 0 | 0 | 0 | 0 | 0 | 0
Sun | 26.7291 | 26.7291 | 94.2553 | 174.0723 | 515.617 | 791.9011 | 1547.611 | 1996.8936 | 3008.9831
Uranium | 0 | 0 | 0 | 0 | 0 | 0 | 0 | 0 | 0
Water | 5073.9827 | 5073.9832 | 5474.3847 | 5474.383 | 5974.8831 | 6189.1294 | 6189.1297 | 6189.1295 | 6189.1299
Wind | 0 | 0 | 0 | 175.1525 | 350.305 | 700.61 | 934.1467 | 1284.4517 | 1284.4517
Total | 13918.8429 | 15531.5319 | 17387.3065 | 18069.4387 | 23370.692 | 26198.5204 | 30667.9968 | 37352.4896 | 45790.2492
13. Generation by Capacity Reporting Type [TBtu]
01 Potential Build Oil/Gas Combined Cycle | 0 | 0 | 0 | 0 | 0 | 0 | 0 | 18.8679 | 57.3558
01 Oil/Gas Combined Cycle | 28.1724 | 35.5874 | 31.0646 | 31.2895 | 45.9041 | 41.1706 | 39.1048 | 40.2624 | 27.1476
02 Potential Build Biogas | 0 | 0 | 0 | 0 | 0 | 0 | 0 | 0 | 0
02 Gas Combustion Turbine | 1.4282 | 0 | 6.187 | 0 | 0 | 0 | 0 | 0.053844 | 0.017117
02 MSW - Landfill Gas | 0.0025406 | 0.0025406 | 0.0025406 | 0 | 0.0025406 | 0.0025406 | 0.0025406 | 0.0025406 | 0.0025406
02 Oil Combustion | 0.21797 | 0 | 0 | 0 | 0 | 0 | 0 | 0 | 0
02 Potential Build Oil/Gas Combustion | 0 | 0 | 0 | 0 | 0 | 0 | 0 | 0 | 0
02 Oil/Gas Combustion | 0.26638 | 0 | 3.0711 | 10.4933 | 10.4933 | 10.4933 | 10.4933 | 10.4933 | 10.4933
03 Hydro | 17.3124 | 17.3124 | 18.6786 | 18.6786 | 20.3863 | 20.3863 | 20.3863 | 20.3863 | 20.3863
03 Potential Build Hydro Small | 0 | 0 | 0 | 0 | 0 | 0.73101 | 0.73101 | 0.73101 | 0.73101
04 Potential Build Nuclear | 0 | 0 | 0 | 0 | 0 | 0 | 0 | 0 | 0
05 Potential Build Interruptible | 0 | 0 | 0 | 0 | 0 | 0 | 0 | 0 | 0
06 Potential Build Solar PV | 0 | 0 | 0.2304 | 0.50274 | 1.6681 | 2.6108 | 4.3892 | 5.9221 | 8.8086
06 Solar PV | 0.0912 | 0.0912 | 0.0912 | 0.0912 | 0.0912 | 0.0912 | 0.0912 | 0.0912 | 0.0092574
06 Potential Build Solar PV with storage | 0 | 0 | 0 | 0 | 0 | 0 | 0.80007 | 0.80007 | 1.4488
07 Potential Build Biomass Combustion | 0 | 0 | 0 | 0 | 0 | 0 | 0 | 0 | 0
07 Potential Build Coal | 0 | 0 | 0 | 0 | 0 | 11.5131 | 25.4535 | 25.4535 | 25.4535
08 Potential Build Wind | 0 | 0 | 0 | 0.59762 | 1.1952 | 2.3905 | 3.1873 | 4.3825 | 4.3825
Total | 47.4911 | 52.9936 | 59.3255 | 61.6529 | 79.7408 | 89.3894 | 104.6392 | 127.4467 | 156.2363
(**) Ind. Boiler generation, not included in the total
14. Capacity Factor by Capacity Reporting Type [%]
01 Potential Build Oil/Gas Combined Cycle | N/A | N/A | N/A | N/A | N/A | N/A | N/A | 90 | 90
01 Oil/Gas Combined Cycle | 63.1744 | 55.1226 | 44.2267 | 44.5468 | 65.3538 | 72.4971 | 68.8595 | 70.8978 | 47.804
02 Potential Build Biogas | N/A | N/A | N/A | N/A | N/A | N/A | N/A | N/A | N/A
02 Gas Combustion Turbine | 10.5019 | 0 | 40.9966 | 0 | 0 | 0 | 0 | 0.39593 | 0.12586
02 MSW - Landfill Gas | 85 | 85 | 85 | 0 | 85 | 85 | 85 | 85 | 85
02 Oil Combustion | 3.2998 | 0 | 0 | 0 | 0 | 0 | 0 | 0 | 0
02 Potential Build Oil/Gas Combustion | N/A | N/A | N/A | N/A | N/A | N/A | N/A | N/A | N/A
02 Oil/Gas Combustion | 2.2565 | 0 | 13.3016 | 45.449 | 46.9666 | 46.9666 | 46.9666 | 46.9666 | 46.9666
03 Hydro | 42.279 | 42.279 | 45.6153 | 45.6153 | 49.7857 | 49.7857 | 49.7857 | 49.7857 | 49.7857
03 Potential Build Hydro Small | N/A | N/A | N/A | N/A | N/A | 42.5 | 42.5 | 42.5 | 42.5
04 Potential Build Nuclear | N/A | N/A | N/A | N/A | N/A | N/A | N/A | N/A | N/A
05 Potential Build Interruptible | 0 | 0 | N/A | N/A | N/A | N/A | N/A | N/A | N/A
06 Potential Build Solar PV | N/A | N/A | 16.3466 | 16.2291 | 15.7813 | 15.6359 | 15.3987 | 15.3756 | 15.3204
06 Solar PV | 15.4104 | 15.4104 | 15.4104 | 15.4104 | 15.4104 | 15.4104 | 15.4104 | 15.4104 | 17.2069
06 Potential Build Solar PV with storage | N/A | N/A | N/A | N/A | N/A | N/A | 14.4692 | 14.4692 | 14.4692
07 Potential Build Biomass Combustion | N/A | N/A | N/A | N/A | N/A | N/A | N/A | N/A | N/A
07 Potential Build Coal | N/A | N/A | N/A | N/A | N/A | 85 | 85 | 85 | 85
08 Potential Build Wind | N/A | N/A | N/A | 26.6594 | 26.6594 | 26.6594 | 26.6594 | 26.6594 | 26.6594
Average | 38.9232 | 36.2735 | 37.5532 | 38.0792 | 47.3488 | 49.4309 | 48.0963 | 50.9718 | 49.4853
(**) Ind. Boilers not included in the average
15. Total Annual Production Cost [Million US2016$](*)
Variable O&M | 42.517 | 48.5644 | 53.0709 | 55.3088 | 72.8445 | 88.7629 | 110.7977 | 131.3002 | 150.3054
Fixed O&M | 103.6056 | 148.842 | 161.93 | 166.8341 | 172.8864 | 137 | 192.313 | 217.0126 | 258.4991
Fuel | 576.516 | 661.3931 | 831.0153 | 799.3295 | 1189.8855 | 1252.2793 | 1365.7433 | 2286.2677 | 3601.4562
Capital | 840.4565 | 1411.163 | 6.3305 | 25.0835 | 64.814 | 288.9503 | 554.5992 | 685.4666 | 915.9418
Pollutant Transport & Storage | 0 | 0 | 0 | 0 | 0 | 0 | 0 | 0 | 0
Total | 1563.0951 | 2269.9625 | 1052.3468 | 1046.5559 | 1500.4304 | 1766.9925 | 2223.4532 | 3320.0471 | 4926.2025
Sales Revenue | 0 | 0 | 0 | 0 | 0 | 0 | 0 | 0 | 0
(*) Costs include only those items that are important for determining incremental cost of pollution control (industrial boiler costs are included)
15c Annual Transmission Activity (*)
[GWh] Transmitted Out Existing Lines | 6622.4723 | 10047.8381 | 7636.4045 | 10132.7766 | 9586.8039 | 14356.1354 | 21683.7584 | 21317.9217 | 24255.0422
[GWh] Transmitted Out New Builds | 0 | 0 | 0 | 0 | 0 | 0 | 0 | 0 | 0
[MW] Transferred Out Existing Lines | 273 | 275 | 553.665 | 615.3608 | 752.6952 | 954.0177 | 1502.892 | 2059.917 | 2595.6561
[MW] Transferred Out New Builds | 0 | 0 | 0 | 0 | 0 | 0 | 0 | 0 | 0
Book [MW] of Transmission Builds | 0 | 0 | 0 | 0 | 0 | 0 | 0 | 0 | 0
[GWh] Transmitted Out All Lines | 6622.4723 | 10047.8381 | 7636.4045 | 10132.7766 | 9586.8039 | 14356.1354 | 21683.7584 | 21317.9217 | 24255.0422
[MW] Transferred Out All Lines | 273 | 275 | 553.665 | 615.3608 | 752.6952 | 954.0177 | 1502.892 | 2059.917 | 2595.6561
16. Emissions
CO2 Thousand Tons | 5266.9711 | 5384.377 | 6516.9416 | 6280.8791 | 8410.9782 | 10925.544 | 14569.8027 | 17384.6154 | 20815.7608
NOX Thousand Tons | 24.5805 | 42.2304 | 51.1133 | 49.2618 | 65.9685 | 60.132 | 57.7676 | 64.4579 | 59.982
SO2 Thousand Tons | 9.7299 | 0.8638 | 1.0455 | 1.0076 | 1.3494 | 2.7114 | 4.4568 | 4.9084 | 5.4588
(**) Industrial Boiler emissions are included
17. Fuel Consumption by Fuel and Fuel Type [TBtu]
Fuel Type | 2017 | 2018 | 2019 | 2020 | 2023 | 2026 | 2030 | 2035 | 2040
Biomass | 0.010052 | 0.010052 | 0.010052 | 0 | 0.010052 | 0.010052 | 0.010052 | 0.010052 | 0.010052
Coal | 0 | 0 | 0 | 0 | 0 | 29.6939 | 65.6478 | 65.6478 | 65.6478
Gas | 38.2185 | 82.5264 | 99.8852 | 96.2671 | 128.9151 | 117.1722 | 112.1432 | 155.2858 | 207.875
Oil | 31.0646 | 0 | 0 | 0 | 0 | 0 | 0 | 0 | 0
Other | 0 | 0 | 0 | 0 | 0 | 0 | 0 | 0 | 0
Sun | 0 | 0 | 0 | 0 | 0 | 0 | 0 | 0 | 0
Uranium | 0 | 0 | 0 | 0 | 0 | 0 | 0 | 0 | 0
Water | 0 | 0 | 0 | 0 | 0 | 0 | 0 | 0 | 0
Wind | 0 | 0 | 0 | 0 | 0 | 0 | 0 | 0 | 0

## LowFuelPrice
Back to Contents
| 2017 | 2018 | 2019 | 2020 | 2023 | 2026 | 2030 | 2035 | 2040
1. Reserve Margin Capacity Annual [MW] | 3348.7611 | 4649.4823 | 4557.3801 | 5132.3801 | 5032.5001 | 5108.217 | 5722.425 | 6338.828 | 7814.596
Plus Firm Contract Purchases Annual [MW] | 0 | 0 | 0 | 0 | 0 | 0 | 0 | 0 | 0
Plus Transmission In Annual [MW] | 173 | 173 | 449.625 | 509.2398 | 639.0974 | 772.7542 | 1230.713 | 1730.6208 | 2245.2191
Less Firm Contract Sales Annual [MW] | 0 | 0 | 0 | 0 | 0 | 0 | 0 | 0 | 0
Less Transmission Out Annual [MW] | 273 | 275 | 553.665 | 615.3608 | 752.6952 | 954.0177 | 1502.892 | 2059.917 | 2595.6561
Total Reserve Margin Capacity Annual [MW] | 3248.7611 | 4547.4823 | 4453.3401 | 5026.2591 | 4918.9023 | 4926.9535 | 5450.246 | 6009.5318 | 7464.159
2. Peak Load Annual [MW] | 2125.5848 | 2343.4823 | 2495.3444 | 2676.8074 | 3315.6893 | 3678.7853 | 4262.1748 | 5225.6801 | 6490.573
Less DSM [MW] | 0 | 0 | 0 | 0 | 0 | 0 | 0 | 0 | 0
Net Demand Annual [MW] | 2125.5848 | 2343.4823 | 2495.3444 | 2676.8074 | 3315.6893 | 3678.7853 | 4262.1748 | 5225.6801 | 6490.573
3. Reserve Margin Annual [%] | 52.8408 | 94.0481 | 78.466 | 87.7707 | 48.3523 | 33.9288 | 27.8748 | 15 | 15
3a.Local Reserves Annual [%] | 157.5454 | 198.4006 | 182.6353 | 191.7351 | 151.7784 | 138.8561 | 134.2607 | 121.3015 | 120.3992
4. Total Generation [GWh] | 13918.8433 | 15531.5327 | 17387.3058 | 18069.4387 | 23370.6912 | 26198.5204 | 30667.9973 | 37352.4895 | 45790.2476
Inter-Region Transmission [GWh] | 378.6317 | 370.9516 | -441.5621 | 283.7239 | -278.1666 | -718.4017 | -1320.2731 | -1622.8295 | -1679.9117
Pumping & Storage Losses [GWh] | 0 | 0 | 0 | 0 | 0 | 0 | 0 | 0 | 0
Plus Purchases [GWh] | 0 | 0 | 0 | 0 | 0 | 0 | 0 | 0 | 0
Less Sales [GWh] | 0 | 0 | 0 | 0 | 0 | 0 | 0 | 0 | 0
5. Total Supply for Demand [GWh] | 14297.4751 | 15902.4843 | 16945.7437 | 18353.1626 | 23092.5245 | 25480.1188 | 29347.7242 | 35729.6601 | 44110.3359
6. Projected Demand [GWh] | 14297.4757 | 15902.4844 | 16945.7435 | 18353.1626 | 23092.5252 | 25480.1178 | 29347.7268 | 35729.6604 | 44110.3475
Energy Not Served [GWh] | 0 | 0 | 0 | 0 | 0 | 0 | 0 | 0 | 0
Less DSM [GWh] | 0 | 0 | 0 | 0 | 0 | 0 | 0 | 0 | 0
Energy Demand Response [GWh] | 0 | 0 | 0 | 0 | 0 | 0 | 0 | 0 | 0
Net Demand [GWh] | 14297.4757 | 15902.4844 | 16945.7435 | 18353.1626 | 23092.5252 | 25480.1178 | 29347.7268 | 35729.6604 | 44110.3475
7. Dumped Energy [GWh] | -0.00067997 | -3.6782e-05 | 0.00022071 | 2.48e-05 | -0.00067295 | 0.00096103 | -0.0026049 | -0.00031008 | -0.011545
8. Total Generation [GWh] | 13918.8433 | 15531.5327 | 17387.3058 | 18069.4387 | 23370.6912 | 26198.5204 | 30667.9973 | 37352.4895 | 45790.2476
Less T&D Losses [GWh] | 0 | 0 | 0 | 0 | 0 | 0 | 0 | 0 | 0
9. Total Sales [GWh] | 13918.8433 | 15531.5327 | 17387.3058 | 18069.4387 | 23370.6912 | 26198.5204 | 30667.9973 | 37352.4895 | 45790.2476
10. Capacity by Capacity Reporting Type [MW]
01 Potential Build Oil/Gas Combined Cycle | 0 | 0 | 0 | 0 | 0 | 0 | 0 | 701.403 | 2132.171
01 Oil/Gas Combined Cycle | 1492 | 2160 | 2350 | 2350 | 2350 | 1900 | 1900 | 1900 | 1900
02 Potential Build Biogas | 0 | 0 | 0 | 0 | 0 | 0 | 0 | 0 | 0
02 Gas Combustion Turbine | 455 | 504.92 | 504.92 | 504.92 | 455 | 455 | 455 | 455 | 455
02 MSW - Landfill Gas | 0.1 | 0.1 | 0.1 | 0.1 | 0.1 | 0.1 | 0.1 | 0.1 | 0.1
02 Oil Combustion | 221 | 221 | 221 | 221 | 188.5 | 188.5 | 188.5 | 88.5 | 88.5
02 Potential Build Oil/Gas Combustion | 0 | 0 | 0 | 0 | 0 | 0 | 0 | 0 | 0
02 Oil/Gas Combustion | 394.96 | 394.96 | 772.46 | 772.46 | 747.5 | 747.5 | 747.5 | 747.5 | 747.5
03 Hydro | 1370 | 1370 | 1370 | 1370 | 1370 | 1370 | 1370 | 1370 | 1370
03 Potential Build Hydro Small | 0 | 0 | 0 | 0 | 0 | 57.5469 | 57.5469 | 57.5469 | 57.5469
04 Potential Build Nuclear | 0 | 0 | 0 | 0 | 0 | 0 | 0 | 0 | 0
05 Potential Build Interruptible | 129.301 | 217.102 | 0 | 0 | 0 | 0 | 0 | 0 | 0
06 Potential Build Solar PV | 0 | 0 | 47.1565 | 103.6409 | 353.6409 | 558.6409 | 953.6409 | 1288.6409 | 1923.6409
06 Solar PV | 19.8 | 19.8 | 19.8 | 19.8 | 19.8 | 19.8 | 19.8 | 19.8 | 1.8
06 Potential Build Solar PV with storage | 0 | 0 | 0 | 0 | 0 | 0 | 185 | 185 | 335
07 Potential Build Biomass Combustion | 0 | 0 | 0 | 0 | 0 | 0 | 0 | 0 | 0
07 Potential Build Coal | 0 | 0 | 0 | 0 | 0 | 453.17 | 1001.878 | 1001.878 | 1001.878
08 Potential Build Wind | 0 | 0 | 0 | 75 | 150 | 300 | 400 | 550 | 550
Total | 4082.161 | 4887.882 | 5285.4365 | 5416.9209 | 5634.5409 | 6050.2577 | 7278.9658 | 8365.3687 | 10563.1367
(**) Ind. Boiler capacity in MMBtu/hr, not included in the total
11. Capacity Additions and Changes by Capacity Reporting Type [MW]
01 Potential Build Oil/Gas Combined Cycle | 0 | 0 | 0 | 0 | 0 | 0 | 0 | 701.403 | 1430.768
01 Oil/Gas Combined Cycle | 0 | 0 | 0 | 0 | 0 | 0 | 0 | 0 | 0
02 Potential Build Biogas | 0 | 0 | 0 | 0 | 0 | 0 | 0 | 0 | 0
02 Gas Combustion Turbine | 0 | 0 | 0 | 0 | 0 | 0 | 0 | 0 | 0
02 MSW - Landfill Gas | 0 | 0 | 0 | 0 | 0 | 0 | 0 | 0 | 0
02 Oil Combustion | 0 | 0 | 0 | 0 | 0 | 0 | 0 | 0 | 0
02 Potential Build Oil/Gas Combustion | 0 | 0 | 0 | 0 | 0 | 0 | 0 | 0 | 0
02 Oil/Gas Combustion | 0 | 0 | 0 | 0 | 0 | 0 | 0 | 0 | 0
03 Hydro | 0 | 0 | 0 | 0 | 0 | 0 | 0 | 0 | 0
03 Potential Build Hydro Small | 0 | 0 | 0 | 0 | 0 | 57.5469 | 0 | 0 | 0
04 Potential Build Nuclear | 0 | 0 | 0 | 0 | 0 | 0 | 0 | 0 | 0
05 Potential Build Interruptible | 129.301 | 217.102 | 0 | 0 | 0 | 0 | 0 | 0 | 0
06 Potential Build Solar PV | 0 | 0 | 47.1565 | 56.4843 | 250 | 205 | 395 | 335 | 635
06 Solar PV | 0 | 0 | 0 | 0 | 0 | 0 | 0 | 0 | 0
06 Potential Build Solar PV with storage | 0 | 0 | 0 | 0 | 0 | 0 | 185 | 0 | 150
07 Potential Build Biomass Combustion | 0 | 0 | 0 | 0 | 0 | 0 | 0 | 0 | 0
07 Potential Build Coal | 0 | 0 | 0 | 0 | 0 | 453.17 | 548.708 | 0 | 0
08 Potential Build Wind | 0 | 0 | 0 | 75 | 75 | 150 | 100 | 150 | 0
Total | 129.301 | 217.102 | 47.1565 | 131.4844 | 325 | 865.7169 | 1228.708 | 1186.403 | 2215.768
(**) Ind. Boiler capacity in MMBtu/hr, not included in the total
12. Generation by Capacity Reporting Type [GWh]
01 Potential Build Oil/Gas Combined Cycle | 0 | 0 | 0 | 0 | 0 | 0 | 0 | 5529.8639 | 16810.0211
01 Oil/Gas Combined Cycle | 8256.8461 | 10430.8219 | 9024.8472 | 9170.4142 | 13453.7255 | 12066.4127 | 11460.9667 | 11800.2276 | 7956.5031
02 Potential Build Biogas | 0 | 0 | 0 | 0 | 0 | 0 | 0 | 0 | 0
02 Gas Combustion Turbine | 418.5857 | 0 | 1813.32 | 0 | 0 | 0 | 0 | 15.7808 | 5.0166
02 MSW - Landfill Gas | 0.7446 | 0 | 0.7446 | 0 | 0.7446 | 0.7446 | 0.7446 | 0.7446 | 0.7446
02 Oil Combustion | 63.882 | 0 | 0 | 0 | 0 | 0 | 0 | 0 | 0
02 Potential Build Oil/Gas Combustion | 0 | 0 | 0 | 0 | 0 | 0 | 0 | 0 | 0
02 Oil/Gas Combustion | 78.0728 | 0 | 979.7558 | 3075.417 | 3075.417 | 3075.417 | 3075.417 | 3075.417 | 3075.417
03 Hydro | 5073.9831 | 5073.9818 | 5474.3828 | 5474.3826 | 5974.8821 | 5974.8826 | 5974.8833 | 5974.8823 | 5974.8823
03 Potential Build Hydro Small | 0 | 0 | 0 | 0 | 0 | 214.2471 | 214.2471 | 214.2471 | 214.2471
04 Potential Build Nuclear | 0 | 0 | 0 | 0 | 0 | 0 | 0 | 0 | 0
05 Potential Build Interruptible | 0 | 0 | 0 | 0 | 0 | 0 | 0 | 0 | 0
06 Potential Build Solar PV | 0 | 0 | 67.5263 | 147.3433 | 488.8879 | 765.172 | 1286.3935 | 1735.6761 | 2581.6558
06 Solar PV | 26.7291 | 26.7291 | 26.7291 | 26.7291 | 26.7291 | 26.7291 | 26.7291 | 26.7291 | 2.7132
06 Potential Build Solar PV with storage | 0 | 0 | 0 | 0 | 0 | 0 | 234.4884 | 234.4884 | 424.6142
07 Potential Build Biomass Combustion | 0 | 0 | 0 | 0 | 0 | 0 | 0 | 0 | 0
07 Potential Build Coal | 0 | 0 | 0 | 0 | 0 | 3374.3053 | 7459.981 | 7459.981 | 7459.981
08 Potential Build Wind | 0 | 0 | 0 | 175.1525 | 350.305 | 700.61 | 934.1467 | 1284.4517 | 1284.4517
Total | 13918.8433 | 15531.5327 | 17387.3058 | 18069.4387 | 23370.6912 | 26198.5204 | 30667.9973 | 37352.4895 | 45790.2476
(**) Ind. Boiler generation in BBtu, not included in the total
12a. Generation by Fuel Type [GWh]
Biomass | 0.7446 | 0 | 0.7446 | 0 | 0.7446 | 0.7446 | 0.7446 | 0.7446 | 0.7446
Coal | 0 | 0 | 0 | 0 | 0 | 3374.3053 | 7459.981 | 7459.981 | 7459.981
Gas | 4918.2199 | 10065.3285 | 11817.923 | 12245.8312 | 16529.1425 | 15141.8297 | 14536.3837 | 20421.2893 | 27846.9578
Oil | 3899.1667 | 365.4934 | 0 | 0 | 0 | 0 | 0 | 0 | 0
Other | 0 | 0 | 0 | 0 | 0 | 0 | 0 | 0 | 0
Sun | 26.7291 | 26.7291 | 94.2553 | 174.0723 | 515.617 | 791.9011 | 1547.611 | 1996.8936 | 3008.9831
Uranium | 0 | 0 | 0 | 0 | 0 | 0 | 0 | 0 | 0
Water | 5073.9831 | 5073.9818 | 5474.3828 | 5474.3826 | 5974.8821 | 6189.1297 | 6189.1304 | 6189.1294 | 6189.1294
Wind | 0 | 0 | 0 | 175.1525 | 350.305 | 700.61 | 934.1467 | 1284.4517 | 1284.4517
Total | 13918.8433 | 15531.5327 | 17387.3058 | 18069.4387 | 23370.6912 | 26198.5204 | 30667.9973 | 37352.4895 | 45790.2476
13. Generation by Capacity Reporting Type [TBtu]
01 Potential Build Oil/Gas Combined Cycle | 0 | 0 | 0 | 0 | 0 | 0 | 0 | 18.8679 | 57.3558
01 Oil/Gas Combined Cycle | 28.1724 | 35.59 | 30.7928 | 31.2895 | 45.9041 | 41.1706 | 39.1048 | 40.2624 | 27.1476
02 Potential Build Biogas | 0 | 0 | 0 | 0 | 0 | 0 | 0 | 0 | 0
02 Gas Combustion Turbine | 1.4282 | 0 | 6.187 | 0 | 0 | 0 | 0 | 0.053844 | 0.017117
02 MSW - Landfill Gas | 0.0025406 | 0 | 0.0025406 | 0 | 0.0025406 | 0.0025406 | 0.0025406 | 0.0025406 | 0.0025406
02 Oil Combustion | 0.21797 | 0 | 0 | 0 | 0 | 0 | 0 | 0 | 0
02 Potential Build Oil/Gas Combustion | 0 | 0 | 0 | 0 | 0 | 0 | 0 | 0 | 0
02 Oil/Gas Combustion | 0.26638 | 0 | 3.3429 | 10.4933 | 10.4933 | 10.4933 | 10.4933 | 10.4933 | 10.4933
03 Hydro | 17.3124 | 17.3124 | 18.6786 | 18.6786 | 20.3863 | 20.3863 | 20.3863 | 20.3863 | 20.3863
03 Potential Build Hydro Small | 0 | 0 | 0 | 0 | 0 | 0.73101 | 0.73101 | 0.73101 | 0.73101
04 Potential Build Nuclear | 0 | 0 | 0 | 0 | 0 | 0 | 0 | 0 | 0
05 Potential Build Interruptible | 0 | 0 | 0 | 0 | 0 | 0 | 0 | 0 | 0
06 Potential Build Solar PV | 0 | 0 | 0.2304 | 0.50274 | 1.6681 | 2.6108 | 4.3892 | 5.9221 | 8.8086
06 Solar PV | 0.0912 | 0.0912 | 0.0912 | 0.0912 | 0.0912 | 0.0912 | 0.0912 | 0.0912 | 0.0092574
06 Potential Build Solar PV with storage | 0 | 0 | 0 | 0 | 0 | 0 | 0.80007 | 0.80007 | 1.4488
07 Potential Build Biomass Combustion | 0 | 0 | 0 | 0 | 0 | 0 | 0 | 0 | 0
07 Potential Build Coal | 0 | 0 | 0 | 0 | 0 | 11.5131 | 25.4535 | 25.4535 | 25.4535
08 Potential Build Wind | 0 | 0 | 0 | 0.59762 | 1.1952 | 2.3905 | 3.1873 | 4.3825 | 4.3825
Total | 47.4911 | 52.9936 | 59.3255 | 61.6529 | 79.7408 | 89.3894 | 104.6392 | 127.4467 | 156.2363
(**) Ind. Boiler generation, not included in the total
14. Capacity Factor by Capacity Reporting Type [%]
01 Potential Build Oil/Gas Combined Cycle | N/A | N/A | N/A | N/A | N/A | N/A | N/A | 90 | 89.9999
01 Oil/Gas Combined Cycle | 63.1744 | 55.1265 | 43.8397 | 44.5468 | 65.3538 | 72.4971 | 68.8594 | 70.8978 | 47.804
02 Potential Build Biogas | N/A | N/A | N/A | N/A | N/A | N/A | N/A | N/A | N/A
02 Gas Combustion Turbine | 10.5019 | 0 | 40.9966 | 0 | 0 | 0 | 0 | 0.39593 | 0.12586
02 MSW - Landfill Gas | 85 | 0 | 85 | 0 | 85 | 85 | 85 | 85 | 85
02 Oil Combustion | 3.2998 | 0 | 0 | 0 | 0 | 0 | 0 | 0 | 0
02 Potential Build Oil/Gas Combustion | N/A | N/A | N/A | N/A | N/A | N/A | N/A | N/A | N/A
02 Oil/Gas Combustion | 2.2565 | 0 | 14.479 | 45.449 | 46.9666 | 46.9666 | 46.9666 | 46.9666 | 46.9666
03 Hydro | 42.279 | 42.279 | 45.6153 | 45.6153 | 49.7857 | 49.7857 | 49.7857 | 49.7857 | 49.7857
03 Potential Build Hydro Small | N/A | N/A | N/A | N/A | N/A | 42.5 | 42.5 | 42.5 | 42.5
04 Potential Build Nuclear | N/A | N/A | N/A | N/A | N/A | N/A | N/A | N/A | N/A
05 Potential Build Interruptible | 0 | 0 | N/A | N/A | N/A | N/A | N/A | N/A | N/A
06 Potential Build Solar PV | N/A | N/A | 16.3466 | 16.2291 | 15.7813 | 15.6359 | 15.3987 | 15.3756 | 15.3204
06 Solar PV | 15.4104 | 15.4104 | 15.4104 | 15.4104 | 15.4104 | 15.4104 | 15.4104 | 15.4104 | 17.2069
06 Potential Build Solar PV with storage | N/A | N/A | N/A | N/A | N/A | N/A | 14.4692 | 14.4692 | 14.4692
07 Potential Build Biomass Combustion | N/A | N/A | N/A | N/A | N/A | N/A | N/A | N/A | N/A
07 Potential Build Coal | N/A | N/A | N/A | N/A | N/A | 85 | 85 | 85 | 85
08 Potential Build Wind | N/A | N/A | N/A | 26.6594 | 26.6594 | 26.6594 | 26.6594 | 26.6594 | 26.6594
Average | 38.9232 | 36.2735 | 37.5532 | 38.0792 | 47.3488 | 49.4309 | 48.0963 | 50.9718 | 49.4853
(**) Ind. Boilers not included in the average
15. Total Annual Production Cost [Million US2016$](*)
Variable O&M | 42.517 | 48.5639 | 53.0709 | 55.3088 | 72.8445 | 88.7629 | 110.7977 | 131.3002 | 150.2721
Fixed O&M | 103.6056 | 148.842 | 161.93 | 166.8341 | 172.8864 | 137 | 192.313 | 217.0126 | 258.4991
Fuel | 490.1269 | 492.7002 | 631.2453 | 606.7935 | 722.1327 | 768.4624 | 877.6391 | 1237.8164 | 1738.0992
Capital | 840.4565 | 1411.163 | 6.3305 | 25.0835 | 64.814 | 288.9503 | 554.5992 | 685.4666 | 915.9418
Pollutant Transport & Storage | 0 | 0 | 0 | 0 | 0 | 0 | 0 | 0 | 0
Total | 1476.706 | 2101.269 | 852.5767 | 854.0199 | 1032.6776 | 1283.1755 | 1735.349 | 2271.5958 | 3062.8122
Sales Revenue | 0 | 0 | 0 | 0 | 0 | 0 | 0 | 0 | 0
(*) Costs include only those items that are important for determining incremental cost of pollution control (industrial boiler costs are included)
15c Annual Transmission Activity (*)
[GWh] Transmitted Out Existing Lines | 6559.8215 | 10646.975 | 8229.4209 | 11971.451 | 10106.1136 | 14647.4463 | 22420.5077 | 21584.1564 | 24440.4286
[GWh] Transmitted Out New Builds | 0 | 0 | 0 | 0 | 0 | 0 | 0 | 0 | 0
[MW] Transferred Out Existing Lines | 273 | 275 | 553.665 | 615.3608 | 752.6952 | 954.0177 | 1502.892 | 2059.917 | 2595.6561
[MW] Transferred Out New Builds | 0 | 0 | 0 | 0 | 0 | 0 | 0 | 0 | 0
Book [MW] of Transmission Builds | 0 | 0 | 0 | 0 | 0 | 0 | 0 | 0 | 0
[GWh] Transmitted Out All Lines | 6559.8215 | 10646.975 | 8229.4209 | 11971.451 | 10106.1136 | 14647.4463 | 22420.5077 | 21584.1564 | 24440.4286
[MW] Transferred Out All Lines | 273 | 275 | 553.665 | 615.3608 | 752.6952 | 954.0177 | 1502.892 | 2059.917 | 2595.6561
16. Emissions
CO2 Thousand Tons | 5266.9712 | 5478.8689 | 6516.9422 | 6280.8793 | 8410.9784 | 10925.5438 | 14569.8027 | 17384.6155 | 20817.403
NOX Thousand Tons | 24.5805 | 41.245 | 51.1133 | 49.2618 | 65.9685 | 60.132 | 57.7676 | 64.4579 | 59.9949
SO2 Thousand Tons | 9.7299 | 1.8835 | 1.0455 | 1.0076 | 1.3494 | 2.7114 | 4.4568 | 4.9084 | 5.4591
(**) Industrial Boiler emissions are included
17. Fuel Consumption by Fuel and Fuel Type [TBtu]
Fuel Type | 2017 | 2018 | 2019 | 2020 | 2023 | 2026 | 2030 | 2035 | 2040
Biomass | 0.010052 | 0 | 0.010052 | 0 | 0.010052 | 0.010052 | 0.010052 | 0.010052 | 0.010052
Coal | 0 | 0 | 0 | 0 | 0 | 29.6939 | 65.6478 | 65.6478 | 65.6478
Gas | 38.2185 | 79.6814 | 99.8852 | 96.2671 | 128.9151 | 117.1721 | 112.1432 | 155.2858 | 207.9002
Oil | 31.0646 | 3.1118 | 0 | 0 | 0 | 0 | 0 | 0 | 0
Other | 0 | 0 | 0 | 0 | 0 | 0 | 0 | 0 | 0
Sun | 0 | 0 | 0 | 0 | 0 | 0 | 0 | 0 | 0
Uranium | 0 | 0 | 0 | 0 | 0 | 0 | 0 | 0 | 0
Water | 0 | 0 | 0 | 0 | 0 | 0 | 0 | 0 | 0
Wind | 0 | 0 | 0 | 0 | 0 | 0 | 0 | 0 | 0

## LimitedFuelSupply
Back to Contents
| 2017 | 2018 | 2019 | 2020 | 2023 | 2026 | 2030 | 2035 | 2040
1. Reserve Margin Capacity Annual [MW] | 3348.7611 | 4649.4823 | 4557.3801 | 5132.3801 | 5032.5001 | 5108.217 | 5722.425 | 6338.828 | 7814.596
Plus Firm Contract Purchases Annual [MW] | 0 | 0 | 0 | 0 | 0 | 0 | 0 | 0 | 0
Plus Transmission In Annual [MW] | 173 | 173 | 449.625 | 509.2398 | 639.0974 | 772.7542 | 1230.713 | 1730.6208 | 2245.2191
Less Firm Contract Sales Annual [MW] | 0 | 0 | 0 | 0 | 0 | 0 | 0 | 0 | 0
Less Transmission Out Annual [MW] | 273 | 275 | 553.665 | 615.3608 | 752.6952 | 954.0177 | 1502.892 | 2059.917 | 2595.6561
Total Reserve Margin Capacity Annual [MW] | 3248.7611 | 4547.4823 | 4453.3401 | 5026.2591 | 4918.9023 | 4926.9535 | 5450.246 | 6009.5318 | 7464.159
2. Peak Load Annual [MW] | 2125.5848 | 2343.4823 | 2495.3444 | 2676.8074 | 3315.6893 | 3678.7853 | 4262.1748 | 5225.6801 | 6490.573
Less DSM [MW] | 0 | 0 | 0 | 0 | 0 | 0 | 0 | 0 | 0
Net Demand Annual [MW] | 2125.5848 | 2343.4823 | 2495.3444 | 2676.8074 | 3315.6893 | 3678.7853 | 4262.1748 | 5225.6801 | 6490.573
3. Reserve Margin Annual [%] | 52.8408 | 94.0481 | 78.466 | 87.7707 | 48.3523 | 33.9288 | 27.8748 | 15 | 15
3a.Local Reserves Annual [%] | 157.5454 | 198.4006 | 182.6353 | 191.7351 | 151.7784 | 138.8561 | 134.2607 | 121.3015 | 120.3992
4. Total Generation [GWh] | 13918.8437 | 15531.5322 | 16582.626 | 17998.0343 | 23370.6906 | 26198.5209 | 30667.9974 | 37352.4903 | 45790.2486
Inter-Region Transmission [GWh] | 378.6315 | 370.9514 | 363.118 | 355.1274 | -278.1666 | -718.4014 | -1320.273 | -1622.8295 | -1679.9117
Pumping & Storage Losses [GWh] | 0 | 0 | 0 | 0 | 0 | 0 | 0 | 0 | 0
Plus Purchases [GWh] | 0 | 0 | 0 | 0 | 0 | 0 | 0 | 0 | 0
Less Sales [GWh] | 0 | 0 | 0 | 0 | 0 | 0 | 0 | 0 | 0
5. Total Supply for Demand [GWh] | 14297.4752 | 15902.4836 | 16945.7439 | 18353.1618 | 23092.524 | 25480.1195 | 29347.7244 | 35729.6608 | 44110.3369
6. Projected Demand [GWh] | 14297.4757 | 15902.4844 | 16945.7435 | 18353.1626 | 23092.5252 | 25480.1178 | 29347.7268 | 35729.6604 | 44110.3475
Energy Not Served [GWh] | 0 | 0 | 0 | 0 | 0 | 0 | 0 | 0 | 0
Less DSM [GWh] | 0 | 0 | 0 | 0 | 0 | 0 | 0 | 0 | 0
Energy Demand Response [GWh] | 0 | 0 | 0 | 0 | 0 | 0 | 0 | 0 | 0
Net Demand [GWh] | 14297.4757 | 15902.4844 | 16945.7435 | 18353.1626 | 23092.5252 | 25480.1178 | 29347.7268 | 35729.6604 | 44110.3475
7. Dumped Energy [GWh] | -0.00054563 | -0.00080566 | 0.00043784 | -0.00079457 | -0.0012068 | 0.0016495 | -0.0024055 | 0.00039 | -0.010553
8. Total Generation [GWh] | 13918.8437 | 15531.5322 | 16582.626 | 17998.0343 | 23370.6906 | 26198.5209 | 30667.9974 | 37352.4903 | 45790.2486
Less T&D Losses [GWh] | 0 | 0 | 0 | 0 | 0 | 0 | 0 | 0 | 0
9. Total Sales [GWh] | 13918.8437 | 15531.5322 | 16582.626 | 17998.0343 | 23370.6906 | 26198.5209 | 30667.9974 | 37352.4903 | 45790.2486
10. Capacity by Capacity Reporting Type [MW]
01 Potential Build Oil/Gas Combined Cycle | 0 | 0 | 0 | 0 | 0 | 0 | 0 | 701.403 | 2132.171
01 Oil/Gas Combined Cycle | 1492 | 2160 | 2350 | 2350 | 2350 | 1900 | 1900 | 1900 | 1900
02 Potential Build Biogas | 0 | 0 | 0 | 0 | 0 | 0 | 0 | 0 | 0
02 Gas Combustion Turbine | 455 | 504.92 | 504.92 | 504.92 | 455 | 455 | 455 | 455 | 455
02 MSW - Landfill Gas | 0.1 | 0.1 | 0.1 | 0.1 | 0.1 | 0.1 | 0.1 | 0.1 | 0.1
02 Oil Combustion | 221 | 221 | 221 | 221 | 188.5 | 188.5 | 188.5 | 88.5 | 88.5
02 Potential Build Oil/Gas Combustion | 0 | 0 | 0 | 0 | 0 | 0 | 0 | 0 | 0
02 Oil/Gas Combustion | 394.96 | 394.96 | 772.46 | 772.46 | 747.5 | 747.5 | 747.5 | 747.5 | 747.5
03 Hydro | 1370 | 1370 | 1370 | 1370 | 1370 | 1370 | 1370 | 1370 | 1370
03 Potential Build Hydro Small | 0 | 0 | 0 | 0 | 0 | 57.5469 | 57.5469 | 57.5469 | 57.5469
04 Potential Build Nuclear | 0 | 0 | 0 | 0 | 0 | 0 | 0 | 0 | 0
05 Potential Build Interruptible | 129.301 | 217.102 | 0 | 0 | 0 | 0 | 0 | 0 | 0
06 Potential Build Solar PV | 0 | 0 | 47.1565 | 103.6409 | 353.6409 | 558.6409 | 953.6409 | 1288.6409 | 1923.6409
06 Solar PV | 19.8 | 19.8 | 19.8 | 19.8 | 19.8 | 19.8 | 19.8 | 19.8 | 1.8
06 Potential Build Solar PV with storage | 0 | 0 | 0 | 0 | 0 | 0 | 185 | 185 | 335
07 Potential Build Biomass Combustion | 0 | 0 | 0 | 0 | 0 | 0 | 0 | 0 | 0
07 Potential Build Coal | 0 | 0 | 0 | 0 | 0 | 453.17 | 1001.878 | 1001.878 | 1001.878
08 Potential Build Wind | 0 | 0 | 0 | 75 | 150 | 300 | 400 | 550 | 550
Total | 4082.161 | 4887.882 | 5285.4365 | 5416.9209 | 5634.5409 | 6050.2577 | 7278.9658 | 8365.3687 | 10563.1367
(**) Ind. Boiler capacity in MMBtu/hr, not included in the total
11. Capacity Additions and Changes by Capacity Reporting Type [MW]
01 Potential Build Oil/Gas Combined Cycle | 0 | 0 | 0 | 0 | 0 | 0 | 0 | 701.403 | 1430.768
01 Oil/Gas Combined Cycle | 0 | 0 | 0 | 0 | 0 | 0 | 0 | 0 | 0
02 Potential Build Biogas | 0 | 0 | 0 | 0 | 0 | 0 | 0 | 0 | 0
02 Gas Combustion Turbine | 0 | 0 | 0 | 0 | 0 | 0 | 0 | 0 | 0
02 MSW - Landfill Gas | 0 | 0 | 0 | 0 | 0 | 0 | 0 | 0 | 0
02 Oil Combustion | 0 | 0 | 0 | 0 | 0 | 0 | 0 | 0 | 0
02 Potential Build Oil/Gas Combustion | 0 | 0 | 0 | 0 | 0 | 0 | 0 | 0 | 0
02 Oil/Gas Combustion | 0 | 0 | 0 | 0 | 0 | 0 | 0 | 0 | 0
03 Hydro | 0 | 0 | 0 | 0 | 0 | 0 | 0 | 0 | 0
03 Potential Build Hydro Small | 0 | 0 | 0 | 0 | 0 | 57.5469 | 0 | 0 | 0
04 Potential Build Nuclear | 0 | 0 | 0 | 0 | 0 | 0 | 0 | 0 | 0
05 Potential Build Interruptible | 129.301 | 217.102 | 0 | 0 | 0 | 0 | 0 | 0 | 0
06 Potential Build Solar PV | 0 | 0 | 47.1565 | 56.4843 | 250 | 205 | 395 | 335 | 635
06 Solar PV | 0 | 0 | 0 | 0 | 0 | 0 | 0 | 0 | 0
06 Potential Build Solar PV with storage | 0 | 0 | 0 | 0 | 0 | 0 | 185 | 0 | 150
07 Potential Build Biomass Combustion | 0 | 0 | 0 | 0 | 0 | 0 | 0 | 0 | 0
07 Potential Build Coal | 0 | 0 | 0 | 0 | 0 | 453.17 | 548.708 | 0 | 0
08 Potential Build Wind | 0 | 0 | 0 | 75 | 75 | 150 | 100 | 150 | 0
Total | 129.301 | 217.102 | 47.1565 | 131.4844 | 325 | 865.7169 | 1228.708 | 1186.403 | 2215.768
(**) Ind. Boiler capacity in MMBtu/hr, not included in the total
12. Generation by Capacity Reporting Type [GWh]
01 Potential Build Oil/Gas Combined Cycle | 0 | 0 | 0 | 0 | 0 | 0 | 0 | 5529.8639 | 16810.0283
01 Oil/Gas Combined Cycle | 8009.339 | 10430.0764 | 9985.2951 | 9098.2645 | 13453.7247 | 12066.4123 | 11460.9676 | 11800.2275 | 9255.7809
02 Potential Build Biogas | 0 | 0 | 0 | 0 | 0 | 0 | 0 | 0 | 0
02 Gas Combustion Turbine | 371.2691 | 0 | 0 | 0 | 0 | 0 | 0 | 15.7808 | 5.0166
02 MSW - Landfill Gas | 0.7446 | 0.7446 | 0.7446 | 0.7446 | 0.7446 | 0.7446 | 0.7446 | 0.7446 | 0.7446
02 Oil Combustion | 161.4795 | 0 | 0 | 0 | 0 | 0 | 0 | 0 | 0
02 Potential Build Oil/Gas Combustion | 0 | 0 | 0 | 0 | 0 | 0 | 0 | 0 | 0
02 Oil/Gas Combustion | 275.2994 | 0 | 1027.9476 | 3075.417 | 3075.417 | 3075.417 | 3075.4169 | 3075.417 | 1776.1329
03 Hydro | 5073.9831 | 5073.9821 | 5474.3833 | 5474.3834 | 5974.8824 | 5974.8834 | 5974.8826 | 5974.8831 | 5974.8824
03 Potential Build Hydro Small | 0 | 0 | 0 | 0 | 0 | 214.2471 | 214.2471 | 214.2471 | 214.2471
04 Potential Build Nuclear | 0 | 0 | 0 | 0 | 0 | 0 | 0 | 0 | 0
05 Potential Build Interruptible | 0 | 0 | 0 | 0 | 0 | 0 | 0 | 0 | 0
06 Potential Build Solar PV | 0 | 0 | 67.5263 | 147.3433 | 488.8879 | 765.172 | 1286.3935 | 1735.6761 | 2581.6558
06 Solar PV | 26.7291 | 26.7291 | 26.7291 | 26.7291 | 26.7291 | 26.7291 | 26.7291 | 26.7291 | 2.7132
06 Potential Build Solar PV with storage | 0 | 0 | 0 | 0 | 0 | 0 | 234.4884 | 234.4884 | 424.6142
07 Potential Build Biomass Combustion | 0 | 0 | 0 | 0 | 0 | 0 | 0 | 0 | 0
07 Potential Build Coal | 0 | 0 | 0 | 0 | 0 | 3374.3053 | 7459.981 | 7459.981 | 7459.981
08 Potential Build Wind | 0 | 0 | 0 | 175.1525 | 350.305 | 700.61 | 934.1467 | 1284.4517 | 1284.4517
Total | 13918.8437 | 15531.5322 | 16582.626 | 17998.0343 | 23370.6906 | 26198.5209 | 30667.9974 | 37352.4903 | 45790.2486
(**) Ind. Boiler generation in BBtu, not included in the total
12a. Generation by Fuel Type [GWh]
Biomass | 0.7446 | 0.7446 | 0.7446 | 0.7446 | 0.7446 | 0.7446 | 0.7446 | 0.7446 | 0.7446
Coal | 0 | 0 | 0 | 0 | 0 | 3374.3053 | 7459.981 | 7459.981 | 7459.981
Gas | 4627.3047 | 9953.6789 | 11013.2427 | 11317.817 | 11306.8147 | 9933.3009 | 9210.9063 | 6218.8769 | 2027.2508
Oil | 4190.0822 | 476.3976 | 0 | 855.8645 | 5222.327 | 5208.5284 | 5325.4781 | 14202.4123 | 25819.7079
Other | 0 | 0 | 0 | 0 | 0 | 0 | 0 | 0 | 0
Sun | 26.7291 | 26.7291 | 94.2553 | 174.0723 | 515.617 | 791.9011 | 1547.611 | 1996.8936 | 3008.9831
Uranium | 0 | 0 | 0 | 0 | 0 | 0 | 0 | 0 | 0
Water | 5073.9831 | 5073.9821 | 5474.3833 | 5474.3834 | 5974.8824 | 6189.1305 | 6189.1297 | 6189.1302 | 6189.1295
Wind | 0 | 0 | 0 | 175.1525 | 350.305 | 700.61 | 934.1467 | 1284.4517 | 1284.4517
Total | 13918.8437 | 15531.5322 | 16582.626 | 17998.0343 | 23370.6906 | 26198.5209 | 30667.9974 | 37352.4903 | 45790.2486
13. Generation by Capacity Reporting Type [TBtu]
01 Potential Build Oil/Gas Combined Cycle | 0 | 0 | 0 | 0 | 0 | 0 | 0 | 18.8679 | 57.3558
01 Oil/Gas Combined Cycle | 27.3279 | 35.5874 | 34.0698 | 31.0433 | 45.9041 | 41.1706 | 39.1048 | 40.2624 | 31.5807
02 Potential Build Biogas | 0 | 0 | 0 | 0 | 0 | 0 | 0 | 0 | 0
02 Gas Combustion Turbine | 1.2668 | 0 | 0 | 0 | 0 | 0 | 0 | 0.053844 | 0.017117
02 MSW - Landfill Gas | 0.0025406 | 0.0025406 | 0.0025406 | 0.0025406 | 0.0025406 | 0.0025406 | 0.0025406 | 0.0025406 | 0.0025406
02 Oil Combustion | 0.55097 | 0 | 0 | 0 | 0 | 0 | 0 | 0 | 0
02 Potential Build Oil/Gas Combustion | 0 | 0 | 0 | 0 | 0 | 0 | 0 | 0 | 0
02 Oil/Gas Combustion | 0.93932 | 0 | 3.5074 | 10.4933 | 10.4933 | 10.4933 | 10.4933 | 10.4933 | 6.0602
03 Hydro | 17.3124 | 17.3124 | 18.6786 | 18.6786 | 20.3863 | 20.3863 | 20.3863 | 20.3863 | 20.3863
03 Potential Build Hydro Small | 0 | 0 | 0 | 0 | 0 | 0.73101 | 0.73101 | 0.73101 | 0.73101
04 Potential Build Nuclear | 0 | 0 | 0 | 0 | 0 | 0 | 0 | 0 | 0
05 Potential Build Interruptible | 0 | 0 | 0 | 0 | 0 | 0 | 0 | 0 | 0
06 Potential Build Solar PV | 0 | 0 | 0.2304 | 0.50274 | 1.6681 | 2.6108 | 4.3892 | 5.9221 | 8.8086
06 Solar PV | 0.0912 | 0.0912 | 0.0912 | 0.0912 | 0.0912 | 0.0912 | 0.0912 | 0.0912 | 0.0092574
06 Potential Build Solar PV with storage | 0 | 0 | 0 | 0 | 0 | 0 | 0.80007 | 0.80007 | 1.4488
07 Potential Build Biomass Combustion | 0 | 0 | 0 | 0 | 0 | 0 | 0 | 0 | 0
07 Potential Build Coal | 0 | 0 | 0 | 0 | 0 | 11.5131 | 25.4535 | 25.4535 | 25.4535
08 Potential Build Wind | 0 | 0 | 0 | 0.59762 | 1.1952 | 2.3905 | 3.1873 | 4.3825 | 4.3825
Total | 47.4911 | 52.9936 | 56.5799 | 61.4093 | 79.7408 | 89.3894 | 104.6392 | 127.4467 | 156.2363
(**) Ind. Boiler generation, not included in the total
14. Capacity Factor by Capacity Reporting Type [%]
01 Potential Build Oil/Gas Combined Cycle | N/A | N/A | N/A | N/A | N/A | N/A | N/A | 90 | 90
01 Oil/Gas Combined Cycle | 61.2807 | 55.1226 | 48.5053 | 44.1964 | 65.3538 | 72.4971 | 68.8595 | 70.8978 | 55.6103
02 Potential Build Biogas | N/A | N/A | N/A | N/A | N/A | N/A | N/A | N/A | N/A
02 Gas Combustion Turbine | 9.3148 | 0 | 0 | 0 | 0 | 0 | 0 | 0.39593 | 0.12586
02 MSW - Landfill Gas | 85 | 85 | 85 | 85 | 85 | 85 | 85 | 85 | 85
02 Oil Combustion | 8.3411 | 0 | 0 | 0 | 0 | 0 | 0 | 0 | 0
02 Potential Build Oil/Gas Combustion | N/A | N/A | N/A | N/A | N/A | N/A | N/A | N/A | N/A
02 Oil/Gas Combustion | 7.957 | 0 | 15.1912 | 45.449 | 46.9666 | 46.9666 | 46.9666 | 46.9666 | 27.1244
03 Hydro | 42.279 | 42.279 | 45.6153 | 45.6153 | 49.7857 | 49.7857 | 49.7857 | 49.7857 | 49.7857
03 Potential Build Hydro Small | N/A | N/A | N/A | N/A | N/A | 42.5 | 42.5 | 42.5 | 42.5
04 Potential Build Nuclear | N/A | N/A | N/A | N/A | N/A | N/A | N/A | N/A | N/A
05 Potential Build Interruptible | 0 | 0 | N/A | N/A | N/A | N/A | N/A | N/A | N/A
06 Potential Build Solar PV | N/A | N/A | 16.3466 | 16.2291 | 15.7813 | 15.6359 | 15.3987 | 15.3756 | 15.3204
06 Solar PV | 15.4104 | 15.4104 | 15.4104 | 15.4104 | 15.4104 | 15.4104 | 15.4104 | 15.4104 | 17.2069
06 Potential Build Solar PV with storage | N/A | N/A | N/A | N/A | N/A | N/A | 14.4692 | 14.4692 | 14.4692
07 Potential Build Biomass Combustion | N/A | N/A | N/A | N/A | N/A | N/A | N/A | N/A | N/A
07 Potential Build Coal | N/A | N/A | N/A | N/A | N/A | 85 | 85 | 85 | 85
08 Potential Build Wind | N/A | N/A | N/A | 26.6594 | 26.6594 | 26.6594 | 26.6594 | 26.6594 | 26.6594
Average | 38.9232 | 36.2735 | 35.8153 | 37.9287 | 47.3488 | 49.4309 | 48.0963 | 50.9718 | 49.4853
(**) Ind. Boilers not included in the average
15. Total Annual Production Cost [Million US2016$](*)
Variable O&M | 42.944 | 48.5644 | 52.3799 | 57.1099 | 70.9129 | 86.9418 | 109.4772 | 130.0628 | 155.7327
Fixed O&M | 103.6056 | 148.842 | 161.93 | 166.8341 | 172.8864 | 137 | 192.313 | 217.0126 | 258.4991
Fuel | 588.3401 | 666.627 | 712.1116 | 802.6975 | 1181.4626 | 1307.1776 | 1473.5001 | 2220.0833 | 3147.3791
Capital | 840.4565 | 1411.163 | 6.3305 | 25.0835 | 64.814 | 288.9503 | 554.5992 | 685.4666 | 915.9418
Pollutant Transport & Storage | 0 | 0 | 0 | 0 | 0 | 0 | 0 | 0 | 0
Total | 1575.3462 | 2275.1963 | 932.752 | 1051.7251 | 1490.0759 | 1820.0697 | 2329.8895 | 3252.6253 | 4477.5527
Sales Revenue | 0 | 0 | 0 | 0 | 0 | 0 | 0 | 0 | 0
(*) Costs include only those items that are important for determining incremental cost of pollution control (industrial boiler costs are included)
15c Annual Transmission Activity (*)
[GWh] Transmitted Out Existing Lines | 5348.7496 | 10606.8121 | 12950.7859 | 9722.9222 | 14372.9765 | 13641.0747 | 22796.0266 | 20934.2842 | 26907.9834
[GWh] Transmitted Out New Builds | 0 | 0 | 0 | 0 | 0 | 0 | 0 | 0 | 0
[MW] Transferred Out Existing Lines | 273 | 275 | 553.665 | 615.3608 | 752.6952 | 954.0177 | 1502.892 | 2059.917 | 2595.6561
[MW] Transferred Out New Builds | 0 | 0 | 0 | 0 | 0 | 0 | 0 | 0 | 0
Book [MW] of Transmission Builds | 0 | 0 | 0 | 0 | 0 | 0 | 0 | 0 | 0
[GWh] Transmitted Out All Lines | 5348.7496 | 10606.8121 | 12950.7859 | 9722.9222 | 14372.9765 | 13641.0747 | 22796.0266 | 20934.2842 | 26907.9834
[MW] Transferred Out All Lines | 273 | 275 | 553.665 | 615.3608 | 752.6952 | 954.0177 | 1502.892 | 2059.917 | 2595.6561
16. Emissions
CO2 Thousand Tons | 5344.279 | 5462.1587 | 5591.8195 | 6356.3413 | 9639.7501 | 11989.2101 | 15671.3771 | 19978.7603 | 25443.4324
NOX Thousand Tons | 23.6104 | 40.5901 | 43.8574 | 45.8108 | 50.9485 | 46.7583 | 44.2784 | 40.0686 | 27.337
SO2 Thousand Tons | 10.2904 | 2.1857 | 0.89708 | 3.3721 | 15.8937 | 13.1804 | 15.0401 | 31.6096 | 59.1352
(**) Industrial Boiler emissions are included
17. Fuel Consumption by Fuel and Fuel Type [TBtu]
Fuel Type | 2017 | 2018 | 2019 | 2020 | 2023 | 2026 | 2030 | 2035 | 2040
Biomass | 0.010052 | 0.010052 | 0.010052 | 0.010052 | 0.010052 | 0.010052 | 0.010052 | 0.010052 | 0.010052
Coal | 0 | 0 | 0 | 0 | 0 | 29.6939 | 65.6478 | 65.6478 | 65.6478
Gas | 35.8097 | 78.1225 | 85.7059 | 87.3702 | 86.4326 | 75.7458 | 70.0604 | 47.1924 | 15.2872
Oil | 33.6693 | 4.056 | 0 | 7.2868 | 44.4422 | 42.7304 | 43.6774 | 109.4646 | 193.4122
Other | 0 | 0 | 0 | 0 | 0 | 0 | 0 | 0 | 0
Sun | 0 | 0 | 0 | 0 | 0 | 0 | 0 | 0 | 0
Uranium | 0 | 0 | 0 | 0 | 0 | 0 | 0 | 0 | 0
Water | 0 | 0 | 0 | 0 | 0 | 0 | 0 | 0 | 0
Wind | 0 | 0 | 0 | 0 | 0 | 0 | 0 | 0 | 0

## Greater Fuel Supply
Back to Contents
| 2017 | 2018 | 2019 | 2020 | 2023 | 2026 | 2030 | 2035 | 2040
1. Reserve Margin Capacity Annual [MW] | 3348.7611 | 4649.4823 | 4557.3801 | 5132.3801 | 5032.5001 | 5108.217 | 5722.425 | 6338.828 | 7814.596
Plus Firm Contract Purchases Annual [MW] | 0 | 0 | 0 | 0 | 0 | 0 | 0 | 0 | 0
Plus Transmission In Annual [MW] | 173 | 173 | 449.625 | 509.2398 | 639.0974 | 772.7542 | 1230.713 | 1730.6208 | 2245.2191
Less Firm Contract Sales Annual [MW] | 0 | 0 | 0 | 0 | 0 | 0 | 0 | 0 | 0
Less Transmission Out Annual [MW] | 273 | 275 | 553.665 | 615.3608 | 752.6952 | 954.0177 | 1502.892 | 2059.917 | 2595.6561
Total Reserve Margin Capacity Annual [MW] | 3248.7611 | 4547.4823 | 4453.3401 | 5026.2591 | 4918.9023 | 4926.9535 | 5450.246 | 6009.5318 | 7464.159
2. Peak Load Annual [MW] | 2125.5848 | 2343.4823 | 2495.3444 | 2676.8074 | 3315.6893 | 3678.7853 | 4262.1748 | 5225.6801 | 6490.573
Less DSM [MW] | 0 | 0 | 0 | 0 | 0 | 0 | 0 | 0 | 0
Net Demand Annual [MW] | 2125.5848 | 2343.4823 | 2495.3444 | 2676.8074 | 3315.6893 | 3678.7853 | 4262.1748 | 5225.6801 | 6490.573
3. Reserve Margin Annual [%] | 52.8408 | 94.0481 | 78.466 | 87.7707 | 48.3523 | 33.9288 | 27.8748 | 15 | 15
3a.Local Reserves Annual [%] | 157.5454 | 198.4006 | 182.6353 | 191.7351 | 151.7784 | 138.8561 | 134.2607 | 121.3015 | 120.3992
4. Total Generation [GWh] | 13918.8451 | 15556.7656 | 17387.305 | 18802.7155 | 24175.3717 | 26281.8608 | 30668.0002 | 37352.4903 | 45790.2483
Inter-Region Transmission [GWh] | 378.6315 | 345.7183 | -441.5621 | -449.5524 | -1082.8465 | -801.7428 | -1320.273 | -1622.8295 | -1679.9116
Pumping & Storage Losses [GWh] | 0 | 0 | 0 | 0 | 0 | 0 | 0 | 0 | 0
Plus Purchases [GWh] | 0 | 0 | 0 | 0 | 0 | 0 | 0 | 0 | 0
Less Sales [GWh] | 0 | 0 | 0 | 0 | 0 | 0 | 0 | 0 | 0
5. Total Supply for Demand [GWh] | 14297.4766 | 15902.484 | 16945.7429 | 18353.1631 | 23092.5252 | 25480.118 | 29347.7273 | 35729.6609 | 44110.3368
6. Projected Demand [GWh] | 14297.4757 | 15902.4844 | 16945.7435 | 18353.1626 | 23092.5252 | 25480.1178 | 29347.7268 | 35729.6604 | 44110.3475
Energy Not Served [GWh] | 0 | 0 | 0 | 0 | 0 | 0 | 0 | 0 | 0
Less DSM [GWh] | 0 | 0 | 0 | 0 | 0 | 0 | 0 | 0 | 0
Energy Demand Response [GWh] | 0 | 0 | 0 | 0 | 0 | 0 | 0 | 0 | 0
Net Demand [GWh] | 14297.4757 | 15902.4844 | 16945.7435 | 18353.1626 | 23092.5252 | 25480.1178 | 29347.7268 | 35729.6604 | 44110.3475
7. Dumped Energy [GWh] | 0.00087032 | -0.00042125 | -0.00055313 | 0.00053595 | -3.1939e-05 | 0.00019225 | 0.00042374 | 0.00048926 | -0.010699
8. Total Generation [GWh] | 13918.8451 | 15556.7656 | 17387.305 | 18802.7155 | 24175.3717 | 26281.8608 | 30668.0002 | 37352.4903 | 45790.2483
Less T&D Losses [GWh] | 0 | 0 | 0 | 0 | 0 | 0 | 0 | 0 | 0
9. Total Sales [GWh] | 13918.8451 | 15556.7656 | 17387.305 | 18802.7155 | 24175.3717 | 26281.8608 | 30668.0002 | 37352.4903 | 45790.2483
10. Capacity by Capacity Reporting Type [MW]
01 Potential Build Oil/Gas Combined Cycle | 0 | 0 | 0 | 0 | 0 | 0 | 0 | 701.403 | 2132.171
01 Oil/Gas Combined Cycle | 1492 | 2160 | 2350 | 2350 | 2350 | 1900 | 1900 | 1900 | 1900
02 Potential Build Biogas | 0 | 0 | 0 | 0 | 0 | 0 | 0 | 0 | 0
02 Gas Combustion Turbine | 455 | 504.92 | 504.92 | 504.92 | 455 | 455 | 455 | 455 | 455
02 MSW - Landfill Gas | 0.1 | 0.1 | 0.1 | 0.1 | 0.1 | 0.1 | 0.1 | 0.1 | 0.1
02 Oil Combustion | 221 | 221 | 221 | 221 | 188.5 | 188.5 | 188.5 | 88.5 | 88.5
02 Potential Build Oil/Gas Combustion | 0 | 0 | 0 | 0 | 0 | 0 | 0 | 0 | 0
02 Oil/Gas Combustion | 394.96 | 394.96 | 772.46 | 772.46 | 747.5 | 747.5 | 747.5 | 747.5 | 747.5
03 Hydro | 1370 | 1370 | 1370 | 1370 | 1370 | 1370 | 1370 | 1370 | 1370
03 Potential Build Hydro Small | 0 | 0 | 0 | 0 | 0 | 57.5469 | 57.5469 | 57.5469 | 57.5469
04 Potential Build Nuclear | 0 | 0 | 0 | 0 | 0 | 0 | 0 | 0 | 0
05 Potential Build Interruptible | 129.301 | 217.102 | 0 | 0 | 0 | 0 | 0 | 0 | 0
06 Potential Build Solar PV | 0 | 0 | 47.1565 | 103.6409 | 353.6409 | 558.6409 | 953.6409 | 1288.6409 | 1923.6409
06 Solar PV | 19.8 | 19.8 | 19.8 | 19.8 | 19.8 | 19.8 | 19.8 | 19.8 | 1.8
06 Potential Build Solar PV with storage | 0 | 0 | 0 | 0 | 0 | 0 | 185 | 185 | 335
07 Potential Build Biomass Combustion | 0 | 0 | 0 | 0 | 0 | 0 | 0 | 0 | 0
07 Potential Build Coal | 0 | 0 | 0 | 0 | 0 | 453.17 | 1001.878 | 1001.878 | 1001.878
08 Potential Build Wind | 0 | 0 | 0 | 75 | 150 | 300 | 400 | 550 | 550
Total | 4082.161 | 4887.882 | 5285.4365 | 5416.9209 | 5634.5409 | 6050.2577 | 7278.9658 | 8365.3687 | 10563.1367
(**) Ind. Boiler capacity in MMBtu/hr, not included in the total
11. Capacity Additions and Changes by Capacity Reporting Type [MW]
01 Potential Build Oil/Gas Combined Cycle | 0 | 0 | 0 | 0 | 0 | 0 | 0 | 701.403 | 1430.768
01 Oil/Gas Combined Cycle | 0 | 0 | 0 | 0 | 0 | 0 | 0 | 0 | 0
02 Potential Build Biogas | 0 | 0 | 0 | 0 | 0 | 0 | 0 | 0 | 0
02 Gas Combustion Turbine | 0 | 0 | 0 | 0 | 0 | 0 | 0 | 0 | 0
02 MSW - Landfill Gas | 0 | 0 | 0 | 0 | 0 | 0 | 0 | 0 | 0
02 Oil Combustion | 0 | 0 | 0 | 0 | 0 | 0 | 0 | 0 | 0
02 Potential Build Oil/Gas Combustion | 0 | 0 | 0 | 0 | 0 | 0 | 0 | 0 | 0
02 Oil/Gas Combustion | 0 | 0 | 0 | 0 | 0 | 0 | 0 | 0 | 0
03 Hydro | 0 | 0 | 0 | 0 | 0 | 0 | 0 | 0 | 0
03 Potential Build Hydro Small | 0 | 0 | 0 | 0 | 0 | 57.5469 | 0 | 0 | 0
04 Potential Build Nuclear | 0 | 0 | 0 | 0 | 0 | 0 | 0 | 0 | 0
05 Potential Build Interruptible | 129.301 | 217.102 | 0 | 0 | 0 | 0 | 0 | 0 | 0
06 Potential Build Solar PV | 0 | 0 | 47.1565 | 56.4843 | 250 | 205 | 395 | 335 | 635
06 Solar PV | 0 | 0 | 0 | 0 | 0 | 0 | 0 | 0 | 0
06 Potential Build Solar PV with storage | 0 | 0 | 0 | 0 | 0 | 0 | 185 | 0 | 150
07 Potential Build Biomass Combustion | 0 | 0 | 0 | 0 | 0 | 0 | 0 | 0 | 0
07 Potential Build Coal | 0 | 0 | 0 | 0 | 0 | 453.17 | 548.708 | 0 | 0
08 Potential Build Wind | 0 | 0 | 0 | 75 | 75 | 150 | 100 | 150 | 0
Total | 129.301 | 217.102 | 47.1565 | 131.4844 | 325 | 865.7169 | 1228.708 | 1186.403 | 2215.768
(**) Ind. Boiler capacity in MMBtu/hr, not included in the total
12. Generation by Capacity Reporting Type [GWh]
01 Potential Build Oil/Gas Combined Cycle | 0 | 0 | 0 | 0 | 0 | 0 | 0 | 5529.8639 | 16810.0283
01 Oil/Gas Combined Cycle | 8256.8465 | 10456.0546 | 9301.3151 | 9845.5357 | 12584.178 | 14894.9701 | 14894.9697 | 11800.2271 | 7956.4968
02 Potential Build Biogas | 0 | 0 | 0 | 0 | 0 | 0 | 0 | 0 | 0
02 Gas Combustion Turbine | 511.4791 | 0 | 1813.32 | 1813.32 | 2199.4571 | 629.8323 | 1706.1662 | 15.7808 | 5.0166
02 MSW - Landfill Gas | 0.7446 | 0 | 0.7446 | 0 | 0.7446 | 0 | 0.7446 | 0.7446 | 0.7446
02 Oil Combustion | 0 | 0 | 0 | 0 | 0 | 0 | 0 | 0 | 0
02 Potential Build Oil/Gas Combustion | 0 | 0 | 0 | 0 | 0 | 0 | 0 | 0 | 0
02 Oil/Gas Combustion | 49.0614 | 0 | 1629.36 | 1629.36 | 4461.6839 | 3075.417 | 3075.417 | 3075.417 | 3075.417
03 Hydro | 5073.9845 | 5073.982 | 4548.31 | 5165.2749 | 4063.386 | 5974.8831 | 5974.8826 | 5974.8836 | 5974.8821
03 Potential Build Hydro Small | 0 | 0 | 0 | 0 | 0 | 214.2471 | 214.2471 | 214.2471 | 214.2471
04 Potential Build Nuclear | 0 | 0 | 0 | 0 | 0 | 0 | 0 | 0 | 0
05 Potential Build Interruptible | 0 | 0 | 0 | 0 | 0 | 0 | 0 | 0 | 0
06 Potential Build Solar PV | 0 | 0 | 67.5263 | 147.3433 | 488.8879 | 765.172 | 1286.3935 | 1735.6761 | 2581.6558
06 Solar PV | 26.7291 | 26.7291 | 26.7291 | 26.7291 | 26.7291 | 26.7291 | 26.7291 | 26.7291 | 2.7132
06 Potential Build Solar PV with storage | 0 | 0 | 0 | 0 | 0 | 0 | 234.4884 | 234.4884 | 424.6142
07 Potential Build Biomass Combustion | 0 | 0 | 0 | 0 | 0 | 0 | 0 | 0 | 0
07 Potential Build Coal | 0 | 0 | 0 | 0 | 0 | 0 | 2319.8153 | 7459.981 | 7459.981
08 Potential Build Wind | 0 | 0 | 0 | 175.1525 | 350.305 | 700.61 | 934.1467 | 1284.4517 | 1284.4517
Total | 13918.8451 | 15556.7656 | 17387.305 | 18802.7155 | 24175.3717 | 26281.8608 | 30668.0002 | 37352.4903 | 45790.2483
(**) Ind. Boiler generation in BBtu, not included in the total
12a. Generation by Fuel Type [GWh]
Biomass | 0.7446 | 0 | 0.7446 | 0 | 0.7446 | 0 | 0.7446 | 0.7446 | 0.7446
Coal | 0 | 0 | 0 | 0 | 0 | 0 | 2319.8153 | 7459.981 | 7459.981
Gas | 6101.0454 | 10456.0546 | 12743.9951 | 13288.2157 | 19245.3191 | 18600.2194 | 19676.5529 | 20421.2888 | 27846.9587
Oil | 2716.3415 | 0 | 0 | 0 | 0 | 0 | 0 | 0 | 0
Other | 0 | 0 | 0 | 0 | 0 | 0 | 0 | 0 | 0
Sun | 26.7291 | 26.7291 | 94.2553 | 174.0723 | 515.617 | 791.9011 | 1547.611 | 1996.8936 | 3008.9831
Uranium | 0 | 0 | 0 | 0 | 0 | 0 | 0 | 0 | 0
Water | 5073.9845 | 5073.982 | 4548.31 | 5165.2749 | 4063.386 | 6189.1302 | 6189.1297 | 6189.1307 | 6189.1292
Wind | 0 | 0 | 0 | 175.1525 | 350.305 | 700.61 | 934.1467 | 1284.4517 | 1284.4517
Total | 13918.8451 | 15556.7656 | 17387.305 | 18802.7155 | 24175.3717 | 26281.8608 | 30668.0002 | 37352.4903 | 45790.2483
13. Generation by Capacity Reporting Type [TBtu]
01 Potential Build Oil/Gas Combined Cycle | 0 | 0 | 0 | 0 | 0 | 0 | 0 | 18.8679 | 57.3558
01 Oil/Gas Combined Cycle | 28.1724 | 35.6761 | 31.7361 | 33.593 | 42.9372 | 50.8216 | 50.8216 | 40.2624 | 27.1476
02 Potential Build Biogas | 0 | 0 | 0 | 0 | 0 | 0 | 0 | 0 | 0
02 Gas Combustion Turbine | 1.7452 | 0 | 6.187 | 6.187 | 7.5045 | 2.149 | 5.8214 | 0.053844 | 0.017117
02 MSW - Landfill Gas | 0.0025406 | 0 | 0.0025406 | 0 | 0.0025406 | 0 | 0.0025406 | 0.0025406 | 0.0025406
02 Oil Combustion | 0 | 0 | 0 | 0 | 0 | 0 | 0 | 0 | 0
02 Potential Build Oil/Gas Combustion | 0 | 0 | 0 | 0 | 0 | 0 | 0 | 0 | 0
02 Oil/Gas Combustion | 0.1674 | 0 | 5.5594 | 5.5594 | 15.2233 | 10.4933 | 10.4933 | 10.4933 | 10.4933
03 Hydro | 17.3124 | 17.3124 | 15.5188 | 17.6239 | 13.8643 | 20.3863 | 20.3863 | 20.3863 | 20.3863
03 Potential Build Hydro Small | 0 | 0 | 0 | 0 | 0 | 0.73101 | 0.73101 | 0.73101 | 0.73101
04 Potential Build Nuclear | 0 | 0 | 0 | 0 | 0 | 0 | 0 | 0 | 0
05 Potential Build Interruptible | 0 | 0 | 0 | 0 | 0 | 0 | 0 | 0 | 0
06 Potential Build Solar PV | 0 | 0 | 0.2304 | 0.50274 | 1.6681 | 2.6108 | 4.3892 | 5.9221 | 8.8086
06 Solar PV | 0.0912 | 0.0912 | 0.0912 | 0.0912 | 0.0912 | 0.0912 | 0.0912 | 0.0912 | 0.0092574
06 Potential Build Solar PV with storage | 0 | 0 | 0 | 0 | 0 | 0 | 0.80007 | 0.80007 | 1.4488
07 Potential Build Biomass Combustion | 0 | 0 | 0 | 0 | 0 | 0 | 0 | 0 | 0
07 Potential Build Coal | 0 | 0 | 0 | 0 | 0 | 0 | 7.9152 | 25.4535 | 25.4535
08 Potential Build Wind | 0 | 0 | 0 | 0.59762 | 1.1952 | 2.3905 | 3.1873 | 4.3825 | 4.3825
Total | 47.4911 | 53.0797 | 59.3255 | 64.1549 | 82.4864 | 89.6737 | 104.6392 | 127.4467 | 156.2363
(**) Ind. Boiler generation, not included in the total
14. Capacity Factor by Capacity Reporting Type [%]
01 Potential Build Oil/Gas Combined Cycle | N/A | N/A | N/A | N/A | N/A | N/A | N/A | 90 | 90
01 Oil/Gas Combined Cycle | 63.1744 | 55.2599 | 45.1827 | 47.8264 | 61.1298 | 89.4915 | 89.4915 | 70.8978 | 47.804
02 Potential Build Biogas | N/A | N/A | N/A | N/A | N/A | N/A | N/A | N/A | N/A
02 Gas Combustion Turbine | 12.8325 | 0 | 40.9966 | 40.9966 | 55.1823 | 15.8019 | 42.8061 | 0.39593 | 0.12586
02 MSW - Landfill Gas | 85 | 0 | 85 | 0 | 85 | 0 | 85 | 85 | 85
02 Oil Combustion | 0 | 0 | 0 | 0 | 0 | 0 | 0 | 0 | 0
02 Potential Build Oil/Gas Combustion | N/A | N/A | N/A | N/A | N/A | N/A | N/A | N/A | N/A
02 Oil/Gas Combustion | 1.418 | 0 | 24.0789 | 24.0789 | 68.1371 | 46.9666 | 46.9666 | 46.9666 | 46.9666
03 Hydro | 42.279 | 42.279 | 37.8988 | 43.0397 | 33.8582 | 49.7857 | 49.7857 | 49.7857 | 49.7857
03 Potential Build Hydro Small | N/A | N/A | N/A | N/A | N/A | 42.5 | 42.5 | 42.5 | 42.5
04 Potential Build Nuclear | N/A | N/A | N/A | N/A | N/A | N/A | N/A | N/A | N/A
05 Potential Build Interruptible | 0 | 0 | N/A | N/A | N/A | N/A | N/A | N/A | N/A
06 Potential Build Solar PV | N/A | N/A | 16.3466 | 16.2291 | 15.7813 | 15.6359 | 15.3987 | 15.3756 | 15.3204
06 Solar PV | 15.4104 | 15.4104 | 15.4104 | 15.4104 | 15.4104 | 15.4104 | 15.4104 | 15.4104 | 17.2069
06 Potential Build Solar PV with storage | N/A | N/A | N/A | N/A | N/A | N/A | 14.4692 | 14.4692 | 14.4692
07 Potential Build Biomass Combustion | N/A | N/A | N/A | N/A | N/A | N/A | N/A | N/A | N/A
07 Potential Build Coal | N/A | N/A | N/A | N/A | N/A | 0 | 26.4323 | 85 | 85
08 Potential Build Wind | N/A | N/A | N/A | 26.6594 | 26.6594 | 26.6594 | 26.6594 | 26.6594 | 26.6594
Average | 38.9232 | 36.3324 | 37.5532 | 39.6245 | 48.9791 | 49.5882 | 48.0963 | 50.9718 | 49.4853
(**) Ind. Boilers not included in the average
15. Total Annual Production Cost [Million US2016$](*)
Variable O&M | 42.5148 | 48.6522 | 56.9016 | 60.1381 | 72.9449 | 81.3628 | 100.2072 | 131.3002 | 150.6675
Fixed O&M | 103.6056 | 148.842 | 161.93 | 166.8341 | 172.8864 | 137 | 192.313 | 217.0126 | 258.4991
Fuel | 560.7638 | 664.1963 | 940.9706 | 977.4159 | 1361.5894 | 1253.3197 | 1440.5477 | 1740.8064 | 2605.3184
Capital | 840.4565 | 1411.163 | 6.3305 | 25.0835 | 64.814 | 288.9503 | 554.5992 | 685.4666 | 915.9418
Pollutant Transport & Storage | 0 | 0 | 0 | 0 | 0 | 0 | 0 | 0 | 0
Total | 1547.3407 | 2272.8535 | 1166.1327 | 1229.4716 | 1672.2347 | 1760.6327 | 2287.6671 | 2774.5858 | 3930.4268
Sales Revenue | 0 | 0 | 0 | 0 | 0 | 0 | 0 | 0 | 0
(*) Costs include only those items that are important for determining incremental cost of pollution control (industrial boiler costs are included)
15c Annual Transmission Activity (*)
[GWh] Transmitted Out Existing Lines | 6581.7428 | 9400.9892 | 9733.6967 | 10970.1615 | 9393.7945 | 11216.2544 | 16015.1518 | 22708.4841 | 24286.1831
[GWh] Transmitted Out New Builds | 0 | 0 | 0 | 0 | 0 | 0 | 0 | 0 | 0
[MW] Transferred Out Existing Lines | 273 | 275 | 553.665 | 615.3608 | 752.6952 | 954.0177 | 1502.892 | 2059.917 | 2595.6561
[MW] Transferred Out New Builds | 0 | 0 | 0 | 0 | 0 | 0 | 0 | 0 | 0
Book [MW] of Transmission Builds | 0 | 0 | 0 | 0 | 0 | 0 | 0 | 0 | 0
[GWh] Transmitted Out All Lines | 6581.7428 | 9400.9892 | 9733.6967 | 10970.1615 | 9393.7945 | 11216.2544 | 16015.1518 | 22708.4841 | 24286.1831
[MW] Transferred Out All Lines | 273 | 275 | 553.665 | 615.3608 | 752.6952 | 954.0177 | 1502.892 | 2059.917 | 2595.6561
16. Emissions
CO2 Thousand Tons | 4975.6763 | 5412.4128 | 7379.258 | 7680.2259 | 10712.2287 | 9593.6859 | 12511.2369 | 17384.6152 | 20797.9274
NOX Thousand Tons | 27.9579 | 42.4503 | 57.8765 | 60.2371 | 84.0175 | 75.2446 | 80.556 | 64.4579 | 59.8422
SO2 Thousand Tons | 6.5686 | 0.8683 | 1.1838 | 1.2321 | 1.7185 | 1.5391 | 2.6662 | 4.9084 | 5.4559
(**) Industrial Boiler emissions are included
17. Fuel Consumption by Fuel and Fuel Type [TBtu]
Fuel Type | 2017 | 2018 | 2019 | 2020 | 2023 | 2026 | 2030 | 2035 | 2040
Biomass | 0.010052 | 0 | 0.010052 | 0 | 0.010052 | 0 | 0.010052 | 0.010052 | 0.010052
Coal | 0 | 0 | 0 | 0 | 0 | 0 | 20.4144 | 65.6478 | 65.6478
Gas | 47.6746 | 82.9561 | 113.102 | 117.7149 | 164.1864 | 147.0425 | 157.19 | 155.2858 | 207.6017
Oil | 20.9747 | 0 | 0 | 0 | 0 | 0 | 0 | 0 | 0
Other | 0 | 0 | 0 | 0 | 0 | 0 | 0 | 0 | 0
Sun | 0 | 0 | 0 | 0 | 0 | 0 | 0 | 0 | 0
Uranium | 0 | 0 | 0 | 0 | 0 | 0 | 0 | 0 | 0
Water | 0 | 0 | 0 | 0 | 0 | 0 | 0 | 0 | 0
Wind | 0 | 0 | 0 | 0 | 0 | 0 | 0 | 0 | 0

## Limited Water
Back to Contents
| 2017 | 2018 | 2019 | 2020 | 2023 | 2026 | 2030 | 2035 | 2040
1. Reserve Margin Capacity Annual [MW] | 3348.7611 | 4649.4823 | 4557.3801 | 5132.3801 | 5032.5001 | 5108.217 | 5722.425 | 6338.828 | 7814.596
Plus Firm Contract Purchases Annual [MW] | 0 | 0 | 0 | 0 | 0 | 0 | 0 | 0 | 0
Plus Transmission In Annual [MW] | 173 | 173 | 449.625 | 509.2398 | 639.0974 | 772.7542 | 1230.713 | 1730.6208 | 2245.2191
Less Firm Contract Sales Annual [MW] | 0 | 0 | 0 | 0 | 0 | 0 | 0 | 0 | 0
Less Transmission Out Annual [MW] | 273 | 275 | 553.665 | 615.3608 | 752.6952 | 954.0177 | 1502.892 | 2059.917 | 2595.6561
Total Reserve Margin Capacity Annual [MW] | 3248.7611 | 4547.4823 | 4453.3401 | 5026.2591 | 4918.9023 | 4926.9535 | 5450.246 | 6009.5318 | 7464.159
2. Peak Load Annual [MW] | 2125.5848 | 2343.4823 | 2495.3444 | 2676.8074 | 3315.6893 | 3678.7853 | 4262.1748 | 5225.6801 | 6490.573
Less DSM [MW] | 0 | 0 | 0 | 0 | 0 | 0 | 0 | 0 | 0
Net Demand Annual [MW] | 2125.5848 | 2343.4823 | 2495.3444 | 2676.8074 | 3315.6893 | 3678.7853 | 4262.1748 | 5225.6801 | 6490.573
3. Reserve Margin Annual [%] | 52.8408 | 94.0481 | 78.466 | 87.7707 | 48.3523 | 33.9288 | 27.8748 | 15 | 15
3a.Local Reserves Annual [%] | 157.5454 | 198.4006 | 182.6353 | 191.7351 | 151.7784 | 138.8561 | 134.2607 | 121.3015 | 120.3992
4. Total Generation [GWh] | 13918.8445 | 15531.534 | 17387.3067 | 18069.4383 | 23370.6897 | 26198.5214 | 30667.9968 | 37352.4909 | 45790.2498
Inter-Region Transmission [GWh] | 378.6315 | 370.9514 | -441.5621 | 283.7236 | -278.1666 | -718.4017 | -1320.2729 | -1622.8296 | -1679.9119
Pumping & Storage Losses [GWh] | 0 | 0 | 0 | 0 | 0 | 0 | 0 | 0 | 0
Plus Purchases [GWh] | 0 | 0 | 0 | 0 | 0 | 0 | 0 | 0 | 0
Less Sales [GWh] | 0 | 0 | 0 | 0 | 0 | 0 | 0 | 0 | 0
5. Total Supply for Demand [GWh] | 14297.476 | 15902.4855 | 16945.7446 | 18353.162 | 23092.5231 | 25480.1197 | 29347.7239 | 35729.6613 | 44110.338
6. Projected Demand [GWh] | 14297.4757 | 15902.4844 | 16945.7435 | 18353.1626 | 23092.5252 | 25480.1178 | 29347.7268 | 35729.6604 | 44110.3475
Energy Not Served [GWh] | 0 | 0 | 0 | 0 | 0 | 0 | 0 | 0 | 0
Less DSM [GWh] | 0 | 0 | 0 | 0 | 0 | 0 | 0 | 0 | 0
Energy Demand Response [GWh] | 0 | 0 | 0 | 0 | 0 | 0 | 0 | 0 | 0
Net Demand [GWh] | 14297.4757 | 15902.4844 | 16945.7435 | 18353.1626 | 23092.5252 | 25480.1178 | 29347.7268 | 35729.6604 | 44110.3475
7. Dumped Energy [GWh] | 0.00021215 | 0.0010865 | 0.0011531 | -0.00060314 | -0.0021403 | 0.0019218 | -0.0029187 | 0.00095614 | -0.009489
8. Total Generation [GWh] | 13918.8445 | 15531.534 | 17387.3067 | 18069.4383 | 23370.6897 | 26198.5214 | 30667.9968 | 37352.4909 | 45790.2498
Less T&D Losses [GWh] | 0 | 0 | 0 | 0 | 0 | 0 | 0 | 0 | 0
9. Total Sales [GWh] | 13918.8445 | 15531.534 | 17387.3067 | 18069.4383 | 23370.6897 | 26198.5214 | 30667.9968 | 37352.4909 | 45790.2498
10. Capacity by Capacity Reporting Type [MW]
01 Potential Build Oil/Gas Combined Cycle | 0 | 0 | 0 | 0 | 0 | 0 | 0 | 701.403 | 2132.171
01 Oil/Gas Combined Cycle | 1492 | 2160 | 2350 | 2350 | 2350 | 1900 | 1900 | 1900 | 1900
02 Potential Build Biogas | 0 | 0 | 0 | 0 | 0 | 0 | 0 | 0 | 0
02 Gas Combustion Turbine | 455 | 504.92 | 504.92 | 504.92 | 455 | 455 | 455 | 455 | 455
02 MSW - Landfill Gas | 0.1 | 0.1 | 0.1 | 0.1 | 0.1 | 0.1 | 0.1 | 0.1 | 0.1
02 Oil Combustion | 221 | 221 | 221 | 221 | 188.5 | 188.5 | 188.5 | 88.5 | 88.5
02 Potential Build Oil/Gas Combustion | 0 | 0 | 0 | 0 | 0 | 0 | 0 | 0 | 0
02 Oil/Gas Combustion | 394.96 | 394.96 | 772.46 | 772.46 | 747.5 | 747.5 | 747.5 | 747.5 | 747.5
03 Hydro | 1370 | 1370 | 1370 | 1370 | 1370 | 1370 | 1370 | 1370 | 1370
03 Potential Build Hydro Small | 0 | 0 | 0 | 0 | 0 | 57.5469 | 57.5469 | 57.5469 | 57.5469
04 Potential Build Nuclear | 0 | 0 | 0 | 0 | 0 | 0 | 0 | 0 | 0
05 Potential Build Interruptible | 129.301 | 217.102 | 0 | 0 | 0 | 0 | 0 | 0 | 0
06 Potential Build Solar PV | 0 | 0 | 47.1565 | 103.6409 | 353.6409 | 558.6409 | 953.6409 | 1288.6409 | 1923.6409
06 Solar PV | 19.8 | 19.8 | 19.8 | 19.8 | 19.8 | 19.8 | 19.8 | 19.8 | 1.8
06 Potential Build Solar PV with storage | 0 | 0 | 0 | 0 | 0 | 0 | 185 | 185 | 335
07 Potential Build Biomass Combustion | 0 | 0 | 0 | 0 | 0 | 0 | 0 | 0 | 0
07 Potential Build Coal | 0 | 0 | 0 | 0 | 0 | 453.17 | 1001.878 | 1001.878 | 1001.878
08 Potential Build Wind | 0 | 0 | 0 | 75 | 150 | 300 | 400 | 550 | 550
Total | 4082.161 | 4887.882 | 5285.4365 | 5416.9209 | 5634.5409 | 6050.2577 | 7278.9658 | 8365.3687 | 10563.1367
(**) Ind. Boiler capacity in MMBtu/hr, not included in the total
11. Capacity Additions and Changes by Capacity Reporting Type [MW]
01 Potential Build Oil/Gas Combined Cycle | 0 | 0 | 0 | 0 | 0 | 0 | 0 | 701.403 | 1430.768
01 Oil/Gas Combined Cycle | 0 | 0 | 0 | 0 | 0 | 0 | 0 | 0 | 0
02 Potential Build Biogas | 0 | 0 | 0 | 0 | 0 | 0 | 0 | 0 | 0
02 Gas Combustion Turbine | 0 | 0 | 0 | 0 | 0 | 0 | 0 | 0 | 0
02 MSW - Landfill Gas | 0 | 0 | 0 | 0 | 0 | 0 | 0 | 0 | 0
02 Oil Combustion | 0 | 0 | 0 | 0 | 0 | 0 | 0 | 0 | 0
02 Potential Build Oil/Gas Combustion | 0 | 0 | 0 | 0 | 0 | 0 | 0 | 0 | 0
02 Oil/Gas Combustion | 0 | 0 | 0 | 0 | 0 | 0 | 0 | 0 | 0
03 Hydro | 0 | 0 | 0 | 0 | 0 | 0 | 0 | 0 | 0
03 Potential Build Hydro Small | 0 | 0 | 0 | 0 | 0 | 57.5469 | 0 | 0 | 0
04 Potential Build Nuclear | 0 | 0 | 0 | 0 | 0 | 0 | 0 | 0 | 0
05 Potential Build Interruptible | 129.301 | 217.102 | 0 | 0 | 0 | 0 | 0 | 0 | 0
06 Potential Build Solar PV | 0 | 0 | 47.1565 | 56.4843 | 250 | 205 | 395 | 335 | 635
06 Solar PV | 0 | 0 | 0 | 0 | 0 | 0 | 0 | 0 | 0
06 Potential Build Solar PV with storage | 0 | 0 | 0 | 0 | 0 | 0 | 185 | 0 | 150
07 Potential Build Biomass Combustion | 0 | 0 | 0 | 0 | 0 | 0 | 0 | 0 | 0
07 Potential Build Coal | 0 | 0 | 0 | 0 | 0 | 453.17 | 548.708 | 0 | 0
08 Potential Build Wind | 0 | 0 | 0 | 75 | 75 | 150 | 100 | 150 | 0
Total | 129.301 | 217.102 | 47.1565 | 131.4844 | 325 | 865.7169 | 1228.708 | 1186.403 | 2215.768
(**) Ind. Boiler capacity in MMBtu/hr, not included in the total
12. Generation by Capacity Reporting Type [GWh]
01 Potential Build Oil/Gas Combined Cycle | 0 | 0 | 0 | 0 | 0 | 0 | 0 | 5529.8639 | 16810.0284
01 Oil/Gas Combined Cycle | 8256.8467 | 10430.0769 | 8782.6459 | 9170.4134 | 13688.4295 | 12333.2552 | 12291.1256 | 13226.2243 | 9443.5284
02 Potential Build Biogas | 0 | 0 | 0 | 0 | 0 | 0 | 0 | 0 | 0
02 Gas Combustion Turbine | 418.5861 | 0 | 1813.32 | 0 | 0 | 0 | 0 | 77.1448 | 5.3459
02 MSW - Landfill Gas | 0.7446 | 0.7446 | 0.7446 | 0 | 0.7446 | 0.7446 | 0.7446 | 0.7446 | 0.7446
02 Oil Combustion | 63.882 | 0 | 0 | 0 | 0 | 0 | 0 | 0 | 0
02 Potential Build Oil/Gas Combustion | 0 | 0 | 0 | 0 | 0 | 0 | 0 | 0 | 0
02 Oil/Gas Combustion | 78.0728 | 0 | 1221.9571 | 3075.417 | 3075.417 | 3075.417 | 3075.417 | 3075.417 | 3075.417
03 Hydro | 5073.9832 | 5073.9834 | 5474.3838 | 5474.3831 | 5740.1766 | 5740.1782 | 5176.8609 | 4519.66 | 4519.6597
03 Potential Build Hydro Small | 0 | 0 | 0 | 0 | 0 | 182.11 | 182.11 | 182.11 | 182.11
04 Potential Build Nuclear | 0 | 0 | 0 | 0 | 0 | 0 | 0 | 0 | 0
05 Potential Build Interruptible | 0 | 0 | 0 | 0 | 0 | 0 | 0 | 0 | 0
06 Potential Build Solar PV | 0 | 0 | 67.5263 | 147.3433 | 488.8879 | 765.172 | 1286.3935 | 1735.6761 | 2581.6558
06 Solar PV | 26.7291 | 26.7291 | 26.7291 | 26.7291 | 26.7291 | 26.7291 | 26.7291 | 26.7291 | 2.7132
06 Potential Build Solar PV with storage | 0 | 0 | 0 | 0 | 0 | 0 | 234.4884 | 234.4884 | 424.6142
07 Potential Build Biomass Combustion | 0 | 0 | 0 | 0 | 0 | 0 | 0 | 0 | 0
07 Potential Build Coal | 0 | 0 | 0 | 0 | 0 | 3374.3053 | 7459.981 | 7459.981 | 7459.981
08 Potential Build Wind | 0 | 0 | 0 | 175.1525 | 350.305 | 700.61 | 934.1467 | 1284.4517 | 1284.4517
Total | 13918.8445 | 15531.534 | 17387.3067 | 18069.4383 | 23370.6897 | 26198.5214 | 30667.9968 | 37352.4909 | 45790.2498
(**) Ind. Boiler generation in BBtu, not included in the total
12a. Generation by Fuel Type [GWh]
Biomass | 0.7446 | 0.7446 | 0.7446 | 0 | 0.7446 | 0.7446 | 0.7446 | 0.7446 | 0.7446
Coal | 0 | 0 | 0 | 0 | 0 | 3374.3053 | 7459.981 | 7459.981 | 7459.981
Gas | 4921.9844 | 10430.0769 | 11817.923 | 12245.8304 | 16763.8465 | 15408.6722 | 15366.5426 | 21908.65 | 27839.8154
Oil | 3895.4032 | 0 | 0 | 0 | 0 | 0 | 0 | 0 | 1494.5043
Other | 0 | 0 | 0 | 0 | 0 | 0 | 0 | 0 | 0
Sun | 26.7291 | 26.7291 | 94.2553 | 174.0723 | 515.617 | 791.9011 | 1547.611 | 1996.8936 | 3008.9831
Uranium | 0 | 0 | 0 | 0 | 0 | 0 | 0 | 0 | 0
Water | 5073.9832 | 5073.9834 | 5474.3838 | 5474.3831 | 5740.1766 | 5922.2882 | 5358.971 | 4701.7701 | 4701.7697
Wind | 0 | 0 | 0 | 175.1525 | 350.305 | 700.61 | 934.1467 | 1284.4517 | 1284.4517
Total | 13918.8445 | 15531.534 | 17387.3067 | 18069.4383 | 23370.6897 | 26198.5214 | 30667.9968 | 37352.4909 | 45790.2498
13. Generation by Capacity Reporting Type [TBtu]
01 Potential Build Oil/Gas Combined Cycle | 0 | 0 | 0 | 0 | 0 | 0 | 0 | 18.8679 | 57.3558
01 Oil/Gas Combined Cycle | 28.1724 | 35.5874 | 29.9664 | 31.2895 | 46.7049 | 42.0811 | 41.9373 | 45.1279 | 32.2213
02 Potential Build Biogas | 0 | 0 | 0 | 0 | 0 | 0 | 0 | 0 | 0
02 Gas Combustion Turbine | 1.4282 | 0 | 6.187 | 0 | 0 | 0 | 0 | 0.26322 | 0.01824
02 MSW - Landfill Gas | 0.0025406 | 0.0025406 | 0.0025406 | 0 | 0.0025406 | 0.0025406 | 0.0025406 | 0.0025406 | 0.0025406
02 Oil Combustion | 0.21797 | 0 | 0 | 0 | 0 | 0 | 0 | 0 | 0
02 Potential Build Oil/Gas Combustion | 0 | 0 | 0 | 0 | 0 | 0 | 0 | 0 | 0
02 Oil/Gas Combustion | 0.26638 | 0 | 4.1693 | 10.4933 | 10.4933 | 10.4933 | 10.4933 | 10.4933 | 10.4933
03 Hydro | 17.3124 | 17.3124 | 18.6786 | 18.6786 | 19.5855 | 19.5855 | 17.6634 | 15.4211 | 15.4211
03 Potential Build Hydro Small | 0 | 0 | 0 | 0 | 0 | 0.62136 | 0.62136 | 0.62136 | 0.62136
04 Potential Build Nuclear | 0 | 0 | 0 | 0 | 0 | 0 | 0 | 0 | 0
05 Potential Build Interruptible | 0 | 0 | 0 | 0 | 0 | 0 | 0 | 0 | 0
06 Potential Build Solar PV | 0 | 0 | 0.2304 | 0.50274 | 1.6681 | 2.6108 | 4.3892 | 5.9221 | 8.8086
06 Solar PV | 0.0912 | 0.0912 | 0.0912 | 0.0912 | 0.0912 | 0.0912 | 0.0912 | 0.0912 | 0.0092574
06 Potential Build Solar PV with storage | 0 | 0 | 0 | 0 | 0 | 0 | 0.80007 | 0.80007 | 1.4488
07 Potential Build Biomass Combustion | 0 | 0 | 0 | 0 | 0 | 0 | 0 | 0 | 0
07 Potential Build Coal | 0 | 0 | 0 | 0 | 0 | 11.5131 | 25.4535 | 25.4535 | 25.4535
08 Potential Build Wind | 0 | 0 | 0 | 0.59762 | 1.1952 | 2.3905 | 3.1873 | 4.3825 | 4.3825
Total | 47.4911 | 52.9936 | 59.3255 | 61.6529 | 79.7408 | 89.3894 | 104.6392 | 127.4467 | 156.2363
(**) Ind. Boiler generation, not included in the total
14. Capacity Factor by Capacity Reporting Type [%]
01 Potential Build Oil/Gas Combined Cycle | N/A | N/A | N/A | N/A | N/A | N/A | N/A | 90 | 90
01 Oil/Gas Combined Cycle | 63.1744 | 55.1226 | 42.6632 | 44.5468 | 66.4939 | 74.1003 | 73.8472 | 79.4654 | 56.7383
02 Potential Build Biogas | N/A | N/A | N/A | N/A | N/A | N/A | N/A | N/A | N/A
02 Gas Combustion Turbine | 10.5019 | 0 | 40.9966 | 0 | 0 | 0 | 0 | 1.9355 | 0.13412
02 MSW - Landfill Gas | 85 | 85 | 85 | 0 | 85 | 85 | 85 | 85 | 85
02 Oil Combustion | 3.2998 | 0 | 0 | 0 | 0 | 0 | 0 | 0 | 0
02 Potential Build Oil/Gas Combustion | N/A | N/A | N/A | N/A | N/A | N/A | N/A | N/A | N/A
02 Oil/Gas Combustion | 2.2565 | 0 | 18.0583 | 45.449 | 46.9666 | 46.9666 | 46.9666 | 46.9666 | 46.9666
03 Hydro | 42.279 | 42.279 | 45.6153 | 45.6153 | 47.83 | 47.83 | 43.1362 | 37.6601 | 37.6601
03 Potential Build Hydro Small | N/A | N/A | N/A | N/A | N/A | 36.125 | 36.125 | 36.125 | 36.125
04 Potential Build Nuclear | N/A | N/A | N/A | N/A | N/A | N/A | N/A | N/A | N/A
05 Potential Build Interruptible | 0 | 0 | N/A | N/A | N/A | N/A | N/A | N/A | N/A
06 Potential Build Solar PV | N/A | N/A | 16.3466 | 16.2291 | 15.7813 | 15.6359 | 15.3987 | 15.3756 | 15.3204
06 Solar PV | 15.4104 | 15.4104 | 15.4104 | 15.4104 | 15.4104 | 15.4104 | 15.4104 | 15.4104 | 17.2069
06 Potential Build Solar PV with storage | N/A | N/A | N/A | N/A | N/A | N/A | 14.4692 | 14.4692 | 14.4692
07 Potential Build Biomass Combustion | N/A | N/A | N/A | N/A | N/A | N/A | N/A | N/A | N/A
07 Potential Build Coal | N/A | N/A | N/A | N/A | N/A | 85 | 85 | 85 | 85
08 Potential Build Wind | N/A | N/A | N/A | 26.6594 | 26.6594 | 26.6594 | 26.6594 | 26.6594 | 26.6594
Average | 38.9232 | 36.2735 | 37.5532 | 38.0792 | 47.3488 | 49.4309 | 48.0963 | 50.9718 | 49.4853
(**) Ind. Boilers not included in the average
15. Total Annual Production Cost [Million US2016$](*)
Variable O&M | 42.517 | 48.5644 | 53.0709 | 55.3088 | 73.4303 | 89.4606 | 113.2724 | 135.3834 | 154.7155
Fixed O&M | 103.6056 | 148.842 | 161.93 | 166.8341 | 172.8864 | 137 | 192.313 | 217.0126 | 258.4991
Fuel | 576.5161 | 661.3932 | 831.0154 | 799.3295 | 1108.1138 | 1136.8408 | 1267.4987 | 1902.4169 | 2739.2345
Capital | 840.4565 | 1411.163 | 6.3305 | 25.0835 | 64.814 | 288.9503 | 554.5992 | 685.4666 | 915.9418
Pollutant Transport & Storage | 0 | 0 | 0 | 0 | 0 | 0 | 0 | 0 | 0
Total | 1563.0952 | 2269.9626 | 1052.3468 | 1046.5559 | 1419.2445 | 1652.2517 | 2127.6833 | 2940.2794 | 4068.3909
Sales Revenue | 0 | 0 | 0 | 0 | 0 | 0 | 0 | 0 | 0
(*) Costs include only those items that are important for determining incremental cost of pollution control (industrial boiler costs are included)
15c Annual Transmission Activity (*)
[GWh] Transmitted Out Existing Lines | 6896.6203 | 10726.0335 | 8589.9321 | 11443.0855 | 9467.2282 | 15238.5394 | 20749.575 | 21737.108 | 24269.5598
[GWh] Transmitted Out New Builds | 0 | 0 | 0 | 0 | 0 | 0 | 0 | 0 | 0
[MW] Transferred Out Existing Lines | 273 | 275 | 553.665 | 615.3608 | 752.6952 | 954.0177 | 1502.892 | 2059.917 | 2595.6561
[MW] Transferred Out New Builds | 0 | 0 | 0 | 0 | 0 | 0 | 0 | 0 | 0
Book [MW] of Transmission Builds | 0 | 0 | 0 | 0 | 0 | 0 | 0 | 0 | 0
[GWh] Transmitted Out All Lines | 6896.6203 | 10726.0335 | 8589.9321 | 11443.0855 | 9467.2282 | 15238.5394 | 20749.575 | 21737.108 | 24269.5598
[MW] Transferred Out All Lines | 273 | 275 | 553.665 | 615.3608 | 752.6952 | 954.0177 | 1502.892 | 2059.917 | 2595.6561
16. Emissions
CO2 Thousand Tons | 5266.9717 | 5384.3779 | 6516.9422 | 6280.8789 | 8541.1397 | 11072.1871 | 15023.0879 | 18206.5709 | 21886.605
NOX Thousand Tons | 24.5805 | 42.2304 | 51.1133 | 49.2618 | 66.9893 | 61.2821 | 61.3228 | 70.9046 | 62.2623
SO2 Thousand Tons | 9.7299 | 0.8638 | 1.0455 | 1.0076 | 1.3702 | 2.7349 | 4.5295 | 5.0402 | 8.6952
(**) Industrial Boiler emissions are included
17. Fuel Consumption by Fuel and Fuel Type [TBtu]
Fuel Type | 2017 | 2018 | 2019 | 2020 | 2023 | 2026 | 2030 | 2035 | 2040
Biomass | 0.010052 | 0.010052 | 0.010052 | 0 | 0.010052 | 0.010052 | 0.010052 | 0.010052 | 0.010052
Coal | 0 | 0 | 0 | 0 | 0 | 29.6939 | 65.6478 | 65.6478 | 65.6478
Gas | 38.2185 | 82.5264 | 99.8852 | 96.2671 | 130.9101 | 119.4198 | 119.0907 | 167.8839 | 207.9003
Oil | 31.0646 | 0 | 0 | 0 | 0 | 0 | 0 | 0 | 12.0908
Other | 0 | 0 | 0 | 0 | 0 | 0 | 0 | 0 | 0
Sun | 0 | 0 | 0 | 0 | 0 | 0 | 0 | 0 | 0
Uranium | 0 | 0 | 0 | 0 | 0 | 0 | 0 | 0 | 0
Water | 0 | 0 | 0 | 0 | 0 | 0 | 0 | 0 | 0
Wind | 0 | 0 | 0 | 0 | 0 | 0 | 0 | 0 | 0

## HighRECapCost
Back to Contents
| 2017 | 2018 | 2019 | 2020 | 2023 | 2026 | 2030 | 2035 | 2040
1. Reserve Margin Capacity Annual [MW] | 3348.7611 | 4649.4823 | 4557.3801 | 5132.3801 | 5032.5001 | 5108.217 | 5722.425 | 6338.828 | 7814.596
Plus Firm Contract Purchases Annual [MW] | 0 | 0 | 0 | 0 | 0 | 0 | 0 | 0 | 0
Plus Transmission In Annual [MW] | 173 | 173 | 449.625 | 509.2398 | 639.0974 | 772.7542 | 1230.713 | 1730.6208 | 2245.2191
Less Firm Contract Sales Annual [MW] | 0 | 0 | 0 | 0 | 0 | 0 | 0 | 0 | 0
Less Transmission Out Annual [MW] | 273 | 275 | 553.665 | 615.3608 | 752.6952 | 954.0177 | 1502.892 | 2059.917 | 2595.6561
Total Reserve Margin Capacity Annual [MW] | 3248.7611 | 4547.4823 | 4453.3401 | 5026.2591 | 4918.9023 | 4926.9535 | 5450.246 | 6009.5318 | 7464.159
2. Peak Load Annual [MW] | 2125.5848 | 2343.4823 | 2495.3444 | 2676.8074 | 3315.6893 | 3678.7853 | 4262.1748 | 5225.6801 | 6490.573
Less DSM [MW] | 0 | 0 | 0 | 0 | 0 | 0 | 0 | 0 | 0
Net Demand Annual [MW] | 2125.5848 | 2343.4823 | 2495.3444 | 2676.8074 | 3315.6893 | 3678.7853 | 4262.1748 | 5225.6801 | 6490.573
3. Reserve Margin Annual [%] | 52.8408 | 94.0481 | 78.466 | 87.7707 | 48.3523 | 33.9288 | 27.8748 | 15 | 15
3a.Local Reserves Annual [%] | 157.5454 | 198.4006 | 182.6353 | 191.7351 | 151.7784 | 138.8561 | 134.2607 | 121.3015 | 120.3992
4. Total Generation [GWh] | 13918.8431 | 15531.5333 | 17387.3054 | 18069.4385 | 23370.6918 | 26198.5184 | 30667.9969 | 37352.4897 | 45790.2457
Inter-Region Transmission [GWh] | 378.6317 | 370.9515 | -441.5621 | 283.7237 | -278.1663 | -718.4018 | -1320.2729 | -1622.8294 | -1679.9113
Pumping & Storage Losses [GWh] | 0 | 0 | 0 | 0 | 0 | 0 | 0 | 0 | 0
Plus Purchases [GWh] | 0 | 0 | 0 | 0 | 0 | 0 | 0 | 0 | 0
Less Sales [GWh] | 0 | 0 | 0 | 0 | 0 | 0 | 0 | 0 | 0
5. Total Supply for Demand [GWh] | 14297.4748 | 15902.4848 | 16945.7433 | 18353.1622 | 23092.5255 | 25480.1167 | 29347.724 | 35729.6603 | 44110.3344
6. Projected Demand [GWh] | 14297.4757 | 15902.4844 | 16945.7435 | 18353.1626 | 23092.5252 | 25480.1178 | 29347.7268 | 35729.6604 | 44110.3475
Energy Not Served [GWh] | 0 | 0 | 0 | 0 | 0 | 0 | 0 | 0 | 0
Less DSM [GWh] | 0 | 0 | 0 | 0 | 0 | 0 | 0 | 0 | 0
Energy Demand Response [GWh] | 0 | 0 | 0 | 0 | 0 | 0 | 0 | 0 | 0
Net Demand [GWh] | 14297.4757 | 15902.4844 | 16945.7435 | 18353.1626 | 23092.5252 | 25480.1178 | 29347.7268 | 35729.6604 | 44110.3475
7. Dumped Energy [GWh] | -0.00095503 | 0.00037776 | -0.00019485 | -0.0003398 | 0.00025683 | -0.0011235 | -0.0028065 | -4.4901e-05 | -0.013058
8. Total Generation [GWh] | 13918.8431 | 15531.5333 | 17387.3054 | 18069.4385 | 23370.6918 | 26198.5184 | 30667.9969 | 37352.4897 | 45790.2457
Less T&D Losses [GWh] | 0 | 0 | 0 | 0 | 0 | 0 | 0 | 0 | 0
9. Total Sales [GWh] | 13918.8431 | 15531.5333 | 17387.3054 | 18069.4385 | 23370.6918 | 26198.5184 | 30667.9969 | 37352.4897 | 45790.2457
10. Capacity by Capacity Reporting Type [MW]
01 Potential Build Oil/Gas Combined Cycle | 0 | 0 | 0 | 0 | 0 | 0 | 0 | 701.403 | 2132.171
01 Oil/Gas Combined Cycle | 1492 | 2160 | 2350 | 2350 | 2350 | 1900 | 1900 | 1900 | 1900
02 Potential Build Biogas | 0 | 0 | 0 | 0 | 0 | 0 | 0 | 0 | 0
02 Gas Combustion Turbine | 455 | 504.92 | 504.92 | 504.92 | 455 | 455 | 455 | 455 | 455
02 MSW - Landfill Gas | 0.1 | 0.1 | 0.1 | 0.1 | 0.1 | 0.1 | 0.1 | 0.1 | 0.1
02 Oil Combustion | 221 | 221 | 221 | 221 | 188.5 | 188.5 | 188.5 | 88.5 | 88.5
02 Potential Build Oil/Gas Combustion | 0 | 0 | 0 | 0 | 0 | 0 | 0 | 0 | 0
02 Oil/Gas Combustion | 394.96 | 394.96 | 772.46 | 772.46 | 747.5 | 747.5 | 747.5 | 747.5 | 747.5
03 Hydro | 1370 | 1370 | 1370 | 1370 | 1370 | 1370 | 1370 | 1370 | 1370
03 Potential Build Hydro Small | 0 | 0 | 0 | 0 | 0 | 57.5469 | 57.5469 | 57.5469 | 57.5469
04 Potential Build Nuclear | 0 | 0 | 0 | 0 | 0 | 0 | 0 | 0 | 0
05 Potential Build Interruptible | 129.301 | 217.102 | 0 | 0 | 0 | 0 | 0 | 0 | 0
06 Potential Build Solar PV | 0 | 0 | 47.1565 | 103.6409 | 353.6409 | 558.6409 | 953.6409 | 1288.6409 | 1923.6409
06 Solar PV | 19.8 | 19.8 | 19.8 | 19.8 | 19.8 | 19.8 | 19.8 | 19.8 | 1.8
06 Potential Build Solar PV with storage | 0 | 0 | 0 | 0 | 0 | 0 | 185 | 185 | 335
07 Potential Build Biomass Combustion | 0 | 0 | 0 | 0 | 0 | 0 | 0 | 0 | 0
07 Potential Build Coal | 0 | 0 | 0 | 0 | 0 | 453.17 | 1001.878 | 1001.878 | 1001.878
08 Potential Build Wind | 0 | 0 | 0 | 75 | 150 | 300 | 400 | 550 | 550
Total | 4082.161 | 4887.882 | 5285.4365 | 5416.9209 | 5634.5409 | 6050.2577 | 7278.9658 | 8365.3687 | 10563.1367
(**) Ind. Boiler capacity in MMBtu/hr, not included in the total
11. Capacity Additions and Changes by Capacity Reporting Type [MW]
01 Potential Build Oil/Gas Combined Cycle | 0 | 0 | 0 | 0 | 0 | 0 | 0 | 701.403 | 1430.768
01 Oil/Gas Combined Cycle | 0 | 0 | 0 | 0 | 0 | 0 | 0 | 0 | 0
02 Potential Build Biogas | 0 | 0 | 0 | 0 | 0 | 0 | 0 | 0 | 0
02 Gas Combustion Turbine | 0 | 0 | 0 | 0 | 0 | 0 | 0 | 0 | 0
02 MSW - Landfill Gas | 0 | 0 | 0 | 0 | 0 | 0 | 0 | 0 | 0
02 Oil Combustion | 0 | 0 | 0 | 0 | 0 | 0 | 0 | 0 | 0
02 Potential Build Oil/Gas Combustion | 0 | 0 | 0 | 0 | 0 | 0 | 0 | 0 | 0
02 Oil/Gas Combustion | 0 | 0 | 0 | 0 | 0 | 0 | 0 | 0 | 0
03 Hydro | 0 | 0 | 0 | 0 | 0 | 0 | 0 | 0 | 0
03 Potential Build Hydro Small | 0 | 0 | 0 | 0 | 0 | 57.5469 | 0 | 0 | 0
04 Potential Build Nuclear | 0 | 0 | 0 | 0 | 0 | 0 | 0 | 0 | 0
05 Potential Build Interruptible | 129.301 | 217.102 | 0 | 0 | 0 | 0 | 0 | 0 | 0
06 Potential Build Solar PV | 0 | 0 | 47.1565 | 56.4843 | 250 | 205 | 395 | 335 | 635
06 Solar PV | 0 | 0 | 0 | 0 | 0 | 0 | 0 | 0 | 0
06 Potential Build Solar PV with storage | 0 | 0 | 0 | 0 | 0 | 0 | 185 | 0 | 150
07 Potential Build Biomass Combustion | 0 | 0 | 0 | 0 | 0 | 0 | 0 | 0 | 0
07 Potential Build Coal | 0 | 0 | 0 | 0 | 0 | 453.17 | 548.708 | 0 | 0
08 Potential Build Wind | 0 | 0 | 0 | 75 | 75 | 150 | 100 | 150 | 0
Total | 129.301 | 217.102 | 47.1565 | 131.4844 | 325 | 865.7169 | 1228.708 | 1186.403 | 2215.768
(**) Ind. Boiler capacity in MMBtu/hr, not included in the total
12. Generation by Capacity Reporting Type [GWh]
01 Potential Build Oil/Gas Combined Cycle | 0 | 0 | 0 | 0 | 0 | 0 | 0 | 5529.8639 | 16810.0256
01 Oil/Gas Combined Cycle | 8256.8456 | 10430.0767 | 8873.0474 | 9170.4138 | 13453.7248 | 12066.4125 | 11460.9672 | 11800.2275 | 7956.4973
02 Potential Build Biogas | 0 | 0 | 0 | 0 | 0 | 0 | 0 | 0 | 0
02 Gas Combustion Turbine | 418.5857 | 0 | 1813.32 | 0 | 0 | 0 | 0 | 15.7808 | 5.0166
02 MSW - Landfill Gas | 0.7446 | 0.7446 | 0.7446 | 0 | 0.7446 | 0.7446 | 0.7446 | 0.7446 | 0.7446
02 Oil Combustion | 63.882 | 0 | 0 | 0 | 0 | 0 | 0 | 0 | 0
02 Potential Build Oil/Gas Combustion | 0 | 0 | 0 | 0 | 0 | 0 | 0 | 0 | 0
02 Oil/Gas Combustion | 78.0728 | 0 | 1131.5537 | 3075.417 | 3075.417 | 3075.417 | 3075.4174 | 3075.417 | 3075.417
03 Hydro | 5073.9833 | 5073.9829 | 5474.3843 | 5474.3829 | 5974.8834 | 5974.8808 | 5974.8819 | 5974.8825 | 5974.8816
03 Potential Build Hydro Small | 0 | 0 | 0 | 0 | 0 | 214.2471 | 214.2471 | 214.2471 | 214.2471
04 Potential Build Nuclear | 0 | 0 | 0 | 0 | 0 | 0 | 0 | 0 | 0
05 Potential Build Interruptible | 0 | 0 | 0 | 0 | 0 | 0 | 0 | 0 | 0
06 Potential Build Solar PV | 0 | 0 | 67.5263 | 147.3433 | 488.8879 | 765.172 | 1286.3935 | 1735.6761 | 2581.6558
06 Solar PV | 26.7291 | 26.7291 | 26.7291 | 26.7291 | 26.7291 | 26.7291 | 26.7291 | 26.7291 | 2.7132
06 Potential Build Solar PV with storage | 0 | 0 | 0 | 0 | 0 | 0 | 234.4884 | 234.4884 | 424.6142
07 Potential Build Biomass Combustion | 0 | 0 | 0 | 0 | 0 | 0 | 0 | 0 | 0
07 Potential Build Coal | 0 | 0 | 0 | 0 | 0 | 3374.3053 | 7459.981 | 7459.981 | 7459.981
08 Potential Build Wind | 0 | 0 | 0 | 175.1525 | 350.305 | 700.61 | 934.1467 | 1284.4517 | 1284.4517
Total | 13918.8431 | 15531.5333 | 17387.3054 | 18069.4385 | 23370.6918 | 26198.5184 | 30667.9969 | 37352.4897 | 45790.2457
(**) Ind. Boiler generation in BBtu, not included in the total
12a. Generation by Fuel Type [GWh]
Biomass | 0.7446 | 0.7446 | 0.7446 | 0 | 0.7446 | 0.7446 | 0.7446 | 0.7446 | 0.7446
Coal | 0 | 0 | 0 | 0 | 0 | 3374.3053 | 7459.981 | 7459.981 | 7459.981
Gas | 4921.757 | 10430.0767 | 11817.9212 | 12245.8308 | 16529.1418 | 15141.8295 | 14536.3846 | 20421.2892 | 27846.9565
Oil | 3895.6291 | 0 | 0 | 0 | 0 | 0 | 0 | 0 | 0
Other | 0 | 0 | 0 | 0 | 0 | 0 | 0 | 0 | 0
Sun | 26.7291 | 26.7291 | 94.2553 | 174.0723 | 515.617 | 791.9011 | 1547.611 | 1996.8936 | 3008.9831
Uranium | 0 | 0 | 0 | 0 | 0 | 0 | 0 | 0 | 0
Water | 5073.9833 | 5073.9829 | 5474.3843 | 5474.3829 | 5974.8834 | 6189.1279 | 6189.129 | 6189.1296 | 6189.1287
Wind | 0 | 0 | 0 | 175.1525 | 350.305 | 700.61 | 934.1467 | 1284.4517 | 1284.4517
Total | 13918.8431 | 15531.5333 | 17387.3054 | 18069.4385 | 23370.6918 | 26198.5184 | 30667.9969 | 37352.4897 | 45790.2457
13. Generation by Capacity Reporting Type [TBtu]
01 Potential Build Oil/Gas Combined Cycle | 0 | 0 | 0 | 0 | 0 | 0 | 0 | 18.8679 | 57.3558
01 Oil/Gas Combined Cycle | 28.1724 | 35.5874 | 30.2748 | 31.2895 | 45.9041 | 41.1706 | 39.1048 | 40.2624 | 27.1476
02 Potential Build Biogas | 0 | 0 | 0 | 0 | 0 | 0 | 0 | 0 | 0
02 Gas Combustion Turbine | 1.4282 | 0 | 6.187 | 0 | 0 | 0 | 0 | 0.053844 | 0.017117
02 MSW - Landfill Gas | 0.0025406 | 0.0025406 | 0.0025406 | 0 | 0.0025406 | 0.0025406 | 0.0025406 | 0.0025406 | 0.0025406
02 Oil Combustion | 0.21797 | 0 | 0 | 0 | 0 | 0 | 0 | 0 | 0
02 Potential Build Oil/Gas Combustion | 0 | 0 | 0 | 0 | 0 | 0 | 0 | 0 | 0
02 Oil/Gas Combustion | 0.26638 | 0 | 3.8609 | 10.4933 | 10.4933 | 10.4933 | 10.4933 | 10.4933 | 10.4933
03 Hydro | 17.3124 | 17.3124 | 18.6786 | 18.6786 | 20.3863 | 20.3863 | 20.3863 | 20.3863 | 20.3863
03 Potential Build Hydro Small | 0 | 0 | 0 | 0 | 0 | 0.73101 | 0.73101 | 0.73101 | 0.73101
04 Potential Build Nuclear | 0 | 0 | 0 | 0 | 0 | 0 | 0 | 0 | 0
05 Potential Build Interruptible | 0 | 0 | 0 | 0 | 0 | 0 | 0 | 0 | 0
06 Potential Build Solar PV | 0 | 0 | 0.2304 | 0.50274 | 1.6681 | 2.6108 | 4.3892 | 5.9221 | 8.8086
06 Solar PV | 0.0912 | 0.0912 | 0.0912 | 0.0912 | 0.0912 | 0.0912 | 0.0912 | 0.0912 | 0.0092574
06 Potential Build Solar PV with storage | 0 | 0 | 0 | 0 | 0 | 0 | 0.80007 | 0.80007 | 1.4488
07 Potential Build Biomass Combustion | 0 | 0 | 0 | 0 | 0 | 0 | 0 | 0 | 0
07 Potential Build Coal | 0 | 0 | 0 | 0 | 0 | 11.5131 | 25.4535 | 25.4535 | 25.4535
08 Potential Build Wind | 0 | 0 | 0 | 0.59762 | 1.1952 | 2.3905 | 3.1873 | 4.3825 | 4.3825
Total | 47.4911 | 52.9936 | 59.3255 | 61.6529 | 79.7408 | 89.3893 | 104.6392 | 127.4467 | 156.2363
(**) Ind. Boiler generation, not included in the total
14. Capacity Factor by Capacity Reporting Type [%]
01 Potential Build Oil/Gas Combined Cycle | N/A | N/A | N/A | N/A | N/A | N/A | N/A | 90 | 89.9999
01 Oil/Gas Combined Cycle | 63.1744 | 55.1226 | 43.1023 | 44.5468 | 65.3538 | 72.4971 | 68.8595 | 70.8978 | 47.804
02 Potential Build Biogas | N/A | N/A | N/A | N/A | N/A | N/A | N/A | N/A | N/A
02 Gas Combustion Turbine | 10.5019 | 0 | 40.9966 | 0 | 0 | 0 | 0 | 0.39593 | 0.12586
02 MSW - Landfill Gas | 85 | 85 | 85 | 0 | 85 | 85 | 85 | 85 | 85
02 Oil Combustion | 3.2998 | 0 | 0 | 0 | 0 | 0 | 0 | 0 | 0
02 Potential Build Oil/Gas Combustion | N/A | N/A | N/A | N/A | N/A | N/A | N/A | N/A | N/A
02 Oil/Gas Combustion | 2.2565 | 0 | 16.7223 | 45.449 | 46.9666 | 46.9666 | 46.9666 | 46.9666 | 46.9666
03 Hydro | 42.279 | 42.279 | 45.6153 | 45.6153 | 49.7857 | 49.7857 | 49.7857 | 49.7857 | 49.7857
03 Potential Build Hydro Small | N/A | N/A | N/A | N/A | N/A | 42.5 | 42.5 | 42.5 | 42.5
04 Potential Build Nuclear | N/A | N/A | N/A | N/A | N/A | N/A | N/A | N/A | N/A
05 Potential Build Interruptible | 0 | 0 | N/A | N/A | N/A | N/A | N/A | N/A | N/A
06 Potential Build Solar PV | N/A | N/A | 16.3466 | 16.2291 | 15.7813 | 15.6359 | 15.3987 | 15.3756 | 15.3204
06 Solar PV | 15.4104 | 15.4104 | 15.4104 | 15.4104 | 15.4104 | 15.4104 | 15.4104 | 15.4104 | 17.2069
06 Potential Build Solar PV with storage | N/A | N/A | N/A | N/A | N/A | N/A | 14.4692 | 14.4692 | 14.4692
07 Potential Build Biomass Combustion | N/A | N/A | N/A | N/A | N/A | N/A | N/A | N/A | N/A
07 Potential Build Coal | N/A | N/A | N/A | N/A | N/A | 85 | 85 | 85 | 85
08 Potential Build Wind | N/A | N/A | N/A | 26.6594 | 26.6594 | 26.6594 | 26.6594 | 26.6594 | 26.6594
Average | 38.9232 | 36.2735 | 37.5532 | 38.0792 | 47.3488 | 49.4309 | 48.0963 | 50.9718 | 49.4853
(**) Ind. Boilers not included in the average
15. Total Annual Production Cost [Million US2016$](*)
Variable O&M | 42.517 | 48.5644 | 53.0709 | 55.3088 | 72.8445 | 88.7629 | 110.7977 | 131.3002 | 150.2721
Fixed O&M | 103.6056 | 148.842 | 161.93 | 166.8341 | 172.8864 | 137 | 192.313 | 217.0126 | 258.4991
Fuel | 576.516 | 661.3932 | 831.0152 | 799.3295 | 1087.6166 | 1112.9382 | 1194.7534 | 1764.8032 | 2568.3379
Capital | 840.4565 | 1411.163 | 6.3305 | 29.1169 | 77.467 | 314.6344 | 595.193 | 740.957 | 991.9127
Pollutant Transport & Storage | 0 | 0 | 0 | 0 | 0 | 0 | 0 | 0 | 0
Total | 1563.0951 | 2269.9626 | 1052.3467 | 1050.5893 | 1410.8145 | 1653.3355 | 2093.0571 | 2854.073 | 3969.0217
Sales Revenue | 0 | 0 | 0 | 0 | 0 | 0 | 0 | 0 | 0
(*) Costs include only those items that are important for determining incremental cost of pollution control (industrial boiler costs are included)
15c Annual Transmission Activity (*)
[GWh] Transmitted Out Existing Lines | 6726.7029 | 9705.8542 | 8047.4901 | 10240.5199 | 9751.3071 | 15355.7634 | 19416.5703 | 21344.0406 | 24254.4393
[GWh] Transmitted Out New Builds | 0 | 0 | 0 | 0 | 0 | 0 | 0 | 0 | 0
[MW] Transferred Out Existing Lines | 273 | 275 | 553.665 | 615.3608 | 752.6952 | 954.0177 | 1502.892 | 2059.917 | 2595.6561
[MW] Transferred Out New Builds | 0 | 0 | 0 | 0 | 0 | 0 | 0 | 0 | 0
Book [MW] of Transmission Builds | 0 | 0 | 0 | 0 | 0 | 0 | 0 | 0 | 0
[GWh] Transmitted Out All Lines | 6726.7029 | 9705.8542 | 8047.4901 | 10240.5199 | 9751.3071 | 15355.7634 | 19416.5703 | 21344.0406 | 24254.4393
[MW] Transferred Out All Lines | 273 | 275 | 553.665 | 615.3608 | 752.6952 | 954.0177 | 1502.892 | 2059.917 | 2595.6561
16. Emissions
CO2 Thousand Tons | 5266.9709 | 5384.3778 | 6516.9412 | 6280.8791 | 8410.978 | 10925.5437 | 14569.8031 | 17384.6154 | 20817.4023
NOX Thousand Tons | 24.5805 | 42.2304 | 51.1133 | 49.2618 | 65.9685 | 60.132 | 57.7676 | 64.4579 | 59.9949
SO2 Thousand Tons | 9.7299 | 0.8638 | 1.0455 | 1.0076 | 1.3494 | 2.7114 | 4.4568 | 4.9084 | 5.4591
(**) Industrial Boiler emissions are included
17. Fuel Consumption by Fuel and Fuel Type [TBtu]
Fuel Type | 2017 | 2018 | 2019 | 2020 | 2023 | 2026 | 2030 | 2035 | 2040
Biomass | 0.010052 | 0.010052 | 0.010052 | 0 | 0.010052 | 0.010052 | 0.010052 | 0.010052 | 0.010052
Coal | 0 | 0 | 0 | 0 | 0 | 29.6939 | 65.6478 | 65.6478 | 65.6478
Gas | 38.2185 | 82.5264 | 99.8852 | 96.2671 | 128.9151 | 117.1721 | 112.1432 | 155.2858 | 207.9002
Oil | 31.0646 | 0 | 0 | 0 | 0 | 0 | 0 | 0 | 0
Other | 0 | 0 | 0 | 0 | 0 | 0 | 0 | 0 | 0
Sun | 0 | 0 | 0 | 0 | 0 | 0 | 0 | 0 | 0
Uranium | 0 | 0 | 0 | 0 | 0 | 0 | 0 | 0 | 0
Water | 0 | 0 | 0 | 0 | 0 | 0 | 0 | 0 | 0
Wind | 0 | 0 | 0 | 0 | 0 | 0 | 0 | 0 | 0

## LowRECapCost
Back to Contents
| 2017 | 2018 | 2019 | 2020 | 2023 | 2026 | 2030 | 2035 | 2040
1. Reserve Margin Capacity Annual [MW] | 3348.7611 | 4649.4823 | 4557.3801 | 5132.3801 | 5032.5001 | 5108.217 | 5722.425 | 6338.828 | 7814.596
Plus Firm Contract Purchases Annual [MW] | 0 | 0 | 0 | 0 | 0 | 0 | 0 | 0 | 0
Plus Transmission In Annual [MW] | 173 | 173 | 449.625 | 509.2398 | 639.0974 | 772.7542 | 1230.713 | 1730.6208 | 2245.2191
Less Firm Contract Sales Annual [MW] | 0 | 0 | 0 | 0 | 0 | 0 | 0 | 0 | 0
Less Transmission Out Annual [MW] | 273 | 275 | 553.665 | 615.3608 | 752.6952 | 954.0177 | 1502.892 | 2059.917 | 2595.6561
Total Reserve Margin Capacity Annual [MW] | 3248.7611 | 4547.4823 | 4453.3401 | 5026.2591 | 4918.9023 | 4926.9535 | 5450.246 | 6009.5318 | 7464.159
2. Peak Load Annual [MW] | 2125.5848 | 2343.4823 | 2495.3444 | 2676.8074 | 3315.6893 | 3678.7853 | 4262.1748 | 5225.6801 | 6490.573
Less DSM [MW] | 0 | 0 | 0 | 0 | 0 | 0 | 0 | 0 | 0
Net Demand Annual [MW] | 2125.5848 | 2343.4823 | 2495.3444 | 2676.8074 | 3315.6893 | 3678.7853 | 4262.1748 | 5225.6801 | 6490.573
3. Reserve Margin Annual [%] | 52.8408 | 94.0481 | 78.466 | 87.7707 | 48.3523 | 33.9288 | 27.8748 | 15 | 15
3a.Local Reserves Annual [%] | 157.5454 | 198.4006 | 182.6353 | 191.7351 | 151.7784 | 138.8561 | 134.2607 | 121.3015 | 120.3992
4. Total Generation [GWh] | 13918.8437 | 15531.5322 | 16582.626 | 17998.0343 | 23370.6906 | 26198.5209 | 30667.9974 | 37352.4903 | 45790.2486
Inter-Region Transmission [GWh] | 378.6315 | 370.9514 | 363.118 | 355.1274 | -278.1666 | -718.4014 | -1320.273 | -1622.8295 | -1679.9117
Pumping & Storage Losses [GWh] | 0 | 0 | 0 | 0 | 0 | 0 | 0 | 0 | 0
Plus Purchases [GWh] | 0 | 0 | 0 | 0 | 0 | 0 | 0 | 0 | 0
Less Sales [GWh] | 0 | 0 | 0 | 0 | 0 | 0 | 0 | 0 | 0
5. Total Supply for Demand [GWh] | 14297.4752 | 15902.4836 | 16945.7439 | 18353.1618 | 23092.524 | 25480.1195 | 29347.7244 | 35729.6608 | 44110.3369
6. Projected Demand [GWh] | 14297.4757 | 15902.4844 | 16945.7435 | 18353.1626 | 23092.5252 | 25480.1178 | 29347.7268 | 35729.6604 | 44110.3475
Energy Not Served [GWh] | 0 | 0 | 0 | 0 | 0 | 0 | 0 | 0 | 0
Less DSM [GWh] | 0 | 0 | 0 | 0 | 0 | 0 | 0 | 0 | 0
Energy Demand Response [GWh] | 0 | 0 | 0 | 0 | 0 | 0 | 0 | 0 | 0
Net Demand [GWh] | 14297.4757 | 15902.4844 | 16945.7435 | 18353.1626 | 23092.5252 | 25480.1178 | 29347.7268 | 35729.6604 | 44110.3475
7. Dumped Energy [GWh] | -0.00054563 | -0.00080566 | 0.00043784 | -0.00079457 | -0.0012068 | 0.0016495 | -0.0024055 | 0.00039 | -0.010553
8. Total Generation [GWh] | 13918.8437 | 15531.5322 | 16582.626 | 17998.0343 | 23370.6906 | 26198.5209 | 30667.9974 | 37352.4903 | 45790.2486
Less T&D Losses [GWh] | 0 | 0 | 0 | 0 | 0 | 0 | 0 | 0 | 0
9. Total Sales [GWh] | 13918.8437 | 15531.5322 | 16582.626 | 17998.0343 | 23370.6906 | 26198.5209 | 30667.9974 | 37352.4903 | 45790.2486
10. Capacity by Capacity Reporting Type [MW]
01 Potential Build Oil/Gas Combined Cycle | 0 | 0 | 0 | 0 | 0 | 0 | 0 | 701.403 | 2132.171
01 Oil/Gas Combined Cycle | 1492 | 2160 | 2350 | 2350 | 2350 | 1900 | 1900 | 1900 | 1900
02 Potential Build Biogas | 0 | 0 | 0 | 0 | 0 | 0 | 0 | 0 | 0
02 Gas Combustion Turbine | 455 | 504.92 | 504.92 | 504.92 | 455 | 455 | 455 | 455 | 455
02 MSW - Landfill Gas | 0.1 | 0.1 | 0.1 | 0.1 | 0.1 | 0.1 | 0.1 | 0.1 | 0.1
02 Oil Combustion | 221 | 221 | 221 | 221 | 188.5 | 188.5 | 188.5 | 88.5 | 88.5
02 Potential Build Oil/Gas Combustion | 0 | 0 | 0 | 0 | 0 | 0 | 0 | 0 | 0
02 Oil/Gas Combustion | 394.96 | 394.96 | 772.46 | 772.46 | 747.5 | 747.5 | 747.5 | 747.5 | 747.5
03 Hydro | 1370 | 1370 | 1370 | 1370 | 1370 | 1370 | 1370 | 1370 | 1370
03 Potential Build Hydro Small | 0 | 0 | 0 | 0 | 0 | 57.5469 | 57.5469 | 57.5469 | 57.5469
04 Potential Build Nuclear | 0 | 0 | 0 | 0 | 0 | 0 | 0 | 0 | 0
05 Potential Build Interruptible | 129.301 | 217.102 | 0 | 0 | 0 | 0 | 0 | 0 | 0
06 Potential Build Solar PV | 0 | 0 | 47.1565 | 103.6409 | 353.6409 | 558.6409 | 953.6409 | 1288.6409 | 1923.6409
06 Solar PV | 19.8 | 19.8 | 19.8 | 19.8 | 19.8 | 19.8 | 19.8 | 19.8 | 1.8
06 Potential Build Solar PV with storage | 0 | 0 | 0 | 0 | 0 | 0 | 185 | 185 | 335
07 Potential Build Biomass Combustion | 0 | 0 | 0 | 0 | 0 | 0 | 0 | 0 | 0
07 Potential Build Coal | 0 | 0 | 0 | 0 | 0 | 453.17 | 1001.878 | 1001.878 | 1001.878
08 Potential Build Wind | 0 | 0 | 0 | 75 | 150 | 300 | 400 | 550 | 550
Total | 4082.161 | 4887.882 | 5285.4365 | 5416.9209 | 5634.5409 | 6050.2577 | 7278.9658 | 8365.3687 | 10563.1367
(**) Ind. Boiler capacity in MMBtu/hr, not included in the total
11. Capacity Additions and Changes by Capacity Reporting Type [MW]
01 Potential Build Oil/Gas Combined Cycle | 0 | 0 | 0 | 0 | 0 | 0 | 0 | 701.403 | 1430.768
01 Oil/Gas Combined Cycle | 0 | 0 | 0 | 0 | 0 | 0 | 0 | 0 | 0
02 Potential Build Biogas | 0 | 0 | 0 | 0 | 0 | 0 | 0 | 0 | 0
02 Gas Combustion Turbine | 0 | 0 | 0 | 0 | 0 | 0 | 0 | 0 | 0
02 MSW - Landfill Gas | 0 | 0 | 0 | 0 | 0 | 0 | 0 | 0 | 0
02 Oil Combustion | 0 | 0 | 0 | 0 | 0 | 0 | 0 | 0 | 0
02 Potential Build Oil/Gas Combustion | 0 | 0 | 0 | 0 | 0 | 0 | 0 | 0 | 0
02 Oil/Gas Combustion | 0 | 0 | 0 | 0 | 0 | 0 | 0 | 0 | 0
03 Hydro | 0 | 0 | 0 | 0 | 0 | 0 | 0 | 0 | 0
03 Potential Build Hydro Small | 0 | 0 | 0 | 0 | 0 | 57.5469 | 0 | 0 | 0
04 Potential Build Nuclear | 0 | 0 | 0 | 0 | 0 | 0 | 0 | 0 | 0
05 Potential Build Interruptible | 129.301 | 217.102 | 0 | 0 | 0 | 0 | 0 | 0 | 0
06 Potential Build Solar PV | 0 | 0 | 47.1565 | 56.4843 | 250 | 205 | 395 | 335 | 635
06 Solar PV | 0 | 0 | 0 | 0 | 0 | 0 | 0 | 0 | 0
06 Potential Build Solar PV with storage | 0 | 0 | 0 | 0 | 0 | 0 | 185 | 0 | 150
07 Potential Build Biomass Combustion | 0 | 0 | 0 | 0 | 0 | 0 | 0 | 0 | 0
07 Potential Build Coal | 0 | 0 | 0 | 0 | 0 | 453.17 | 548.708 | 0 | 0
08 Potential Build Wind | 0 | 0 | 0 | 75 | 75 | 150 | 100 | 150 | 0
Total | 129.301 | 217.102 | 47.1565 | 131.4844 | 325 | 865.7169 | 1228.708 | 1186.403 | 2215.768
(**) Ind. Boiler capacity in MMBtu/hr, not included in the total
12. Generation by Capacity Reporting Type [GWh]
01 Potential Build Oil/Gas Combined Cycle | 0 | 0 | 0 | 0 | 0 | 0 | 0 | 5529.8639 | 16810.0283
01 Oil/Gas Combined Cycle | 8009.339 | 10430.0764 | 9985.2951 | 9098.2645 | 13453.7247 | 12066.4123 | 11460.9676 | 11800.2275 | 9255.7809
02 Potential Build Biogas | 0 | 0 | 0 | 0 | 0 | 0 | 0 | 0 | 0
02 Gas Combustion Turbine | 371.2691 | 0 | 0 | 0 | 0 | 0 | 0 | 15.7808 | 5.0166
02 MSW - Landfill Gas | 0.7446 | 0.7446 | 0.7446 | 0.7446 | 0.7446 | 0.7446 | 0.7446 | 0.7446 | 0.7446
02 Oil Combustion | 161.4795 | 0 | 0 | 0 | 0 | 0 | 0 | 0 | 0
02 Potential Build Oil/Gas Combustion | 0 | 0 | 0 | 0 | 0 | 0 | 0 | 0 | 0
02 Oil/Gas Combustion | 275.2994 | 0 | 1027.9476 | 3075.417 | 3075.417 | 3075.417 | 3075.4169 | 3075.417 | 1776.1329
03 Hydro | 5073.9831 | 5073.9821 | 5474.3833 | 5474.3834 | 5974.8824 | 5974.8834 | 5974.8826 | 5974.8831 | 5974.8824
03 Potential Build Hydro Small | 0 | 0 | 0 | 0 | 0 | 214.2471 | 214.2471 | 214.2471 | 214.2471
04 Potential Build Nuclear | 0 | 0 | 0 | 0 | 0 | 0 | 0 | 0 | 0
05 Potential Build Interruptible | 0 | 0 | 0 | 0 | 0 | 0 | 0 | 0 | 0
06 Potential Build Solar PV | 0 | 0 | 67.5263 | 147.3433 | 488.8879 | 765.172 | 1286.3935 | 1735.6761 | 2581.6558
06 Solar PV | 26.7291 | 26.7291 | 26.7291 | 26.7291 | 26.7291 | 26.7291 | 26.7291 | 26.7291 | 2.7132
06 Potential Build Solar PV with storage | 0 | 0 | 0 | 0 | 0 | 0 | 234.4884 | 234.4884 | 424.6142
07 Potential Build Biomass Combustion | 0 | 0 | 0 | 0 | 0 | 0 | 0 | 0 | 0
07 Potential Build Coal | 0 | 0 | 0 | 0 | 0 | 3374.3053 | 7459.981 | 7459.981 | 7459.981
08 Potential Build Wind | 0 | 0 | 0 | 175.1525 | 350.305 | 700.61 | 934.1467 | 1284.4517 | 1284.4517
Total | 13918.8437 | 15531.5322 | 16582.626 | 17998.0343 | 23370.6906 | 26198.5209 | 30667.9974 | 37352.4903 | 45790.2486
(**) Ind. Boiler generation in BBtu, not included in the total
12a. Generation by Fuel Type [GWh]
Biomass | 0.7446 | 0.7446 | 0.7446 | 0.7446 | 0.7446 | 0.7446 | 0.7446 | 0.7446 | 0.7446
Coal | 0 | 0 | 0 | 0 | 0 | 3374.3053 | 7459.981 | 7459.981 | 7459.981
Gas | 4627.3047 | 9953.6789 | 11013.2427 | 11317.817 | 11306.8147 | 9933.3009 | 9210.9063 | 6218.8769 | 2027.2508
Oil | 4190.0822 | 476.3976 | 0 | 855.8645 | 5222.327 | 5208.5284 | 5325.4781 | 14202.4123 | 25819.7079
Other | 0 | 0 | 0 | 0 | 0 | 0 | 0 | 0 | 0
Sun | 26.7291 | 26.7291 | 94.2553 | 174.0723 | 515.617 | 791.9011 | 1547.611 | 1996.8936 | 3008.9831
Uranium | 0 | 0 | 0 | 0 | 0 | 0 | 0 | 0 | 0
Water | 5073.9831 | 5073.9821 | 5474.3833 | 5474.3834 | 5974.8824 | 6189.1305 | 6189.1297 | 6189.1302 | 6189.1295
Wind | 0 | 0 | 0 | 175.1525 | 350.305 | 700.61 | 934.1467 | 1284.4517 | 1284.4517
Total | 13918.8437 | 15531.5322 | 16582.626 | 17998.0343 | 23370.6906 | 26198.5209 | 30667.9974 | 37352.4903 | 45790.2486
13. Generation by Capacity Reporting Type [TBtu]
01 Potential Build Oil/Gas Combined Cycle | 0 | 0 | 0 | 0 | 0 | 0 | 0 | 18.8679 | 57.3558
01 Oil/Gas Combined Cycle | 27.3279 | 35.5874 | 34.0698 | 31.0433 | 45.9041 | 41.1706 | 39.1048 | 40.2624 | 31.5807
02 Potential Build Biogas | 0 | 0 | 0 | 0 | 0 | 0 | 0 | 0 | 0
02 Gas Combustion Turbine | 1.2668 | 0 | 0 | 0 | 0 | 0 | 0 | 0.053844 | 0.017117
02 MSW - Landfill Gas | 0.0025406 | 0.0025406 | 0.0025406 | 0.0025406 | 0.0025406 | 0.0025406 | 0.0025406 | 0.0025406 | 0.0025406
02 Oil Combustion | 0.55097 | 0 | 0 | 0 | 0 | 0 | 0 | 0 | 0
02 Potential Build Oil/Gas Combustion | 0 | 0 | 0 | 0 | 0 | 0 | 0 | 0 | 0
02 Oil/Gas Combustion | 0.93932 | 0 | 3.5074 | 10.4933 | 10.4933 | 10.4933 | 10.4933 | 10.4933 | 6.0602
03 Hydro | 17.3124 | 17.3124 | 18.6786 | 18.6786 | 20.3863 | 20.3863 | 20.3863 | 20.3863 | 20.3863
03 Potential Build Hydro Small | 0 | 0 | 0 | 0 | 0 | 0.73101 | 0.73101 | 0.73101 | 0.73101
04 Potential Build Nuclear | 0 | 0 | 0 | 0 | 0 | 0 | 0 | 0 | 0
05 Potential Build Interruptible | 0 | 0 | 0 | 0 | 0 | 0 | 0 | 0 | 0
06 Potential Build Solar PV | 0 | 0 | 0.2304 | 0.50274 | 1.6681 | 2.6108 | 4.3892 | 5.9221 | 8.8086
06 Solar PV | 0.0912 | 0.0912 | 0.0912 | 0.0912 | 0.0912 | 0.0912 | 0.0912 | 0.0912 | 0.0092574
06 Potential Build Solar PV with storage | 0 | 0 | 0 | 0 | 0 | 0 | 0.80007 | 0.80007 | 1.4488
07 Potential Build Biomass Combustion | 0 | 0 | 0 | 0 | 0 | 0 | 0 | 0 | 0
07 Potential Build Coal | 0 | 0 | 0 | 0 | 0 | 11.5131 | 25.4535 | 25.4535 | 25.4535
08 Potential Build Wind | 0 | 0 | 0 | 0.59762 | 1.1952 | 2.3905 | 3.1873 | 4.3825 | 4.3825
Total | 47.4911 | 52.9936 | 56.5799 | 61.4093 | 79.7408 | 89.3894 | 104.6392 | 127.4467 | 156.2363
(**) Ind. Boiler generation, not included in the total
14. Capacity Factor by Capacity Reporting Type [%]
01 Potential Build Oil/Gas Combined Cycle | N/A | N/A | N/A | N/A | N/A | N/A | N/A | 90 | 90
01 Oil/Gas Combined Cycle | 61.2807 | 55.1226 | 48.5053 | 44.1964 | 65.3538 | 72.4971 | 68.8595 | 70.8978 | 55.6103
02 Potential Build Biogas | N/A | N/A | N/A | N/A | N/A | N/A | N/A | N/A | N/A
02 Gas Combustion Turbine | 9.3148 | 0 | 0 | 0 | 0 | 0 | 0 | 0.39593 | 0.12586
02 MSW - Landfill Gas | 85 | 85 | 85 | 85 | 85 | 85 | 85 | 85 | 85
02 Oil Combustion | 8.3411 | 0 | 0 | 0 | 0 | 0 | 0 | 0 | 0
02 Potential Build Oil/Gas Combustion | N/A | N/A | N/A | N/A | N/A | N/A | N/A | N/A | N/A
02 Oil/Gas Combustion | 7.957 | 0 | 15.1912 | 45.449 | 46.9666 | 46.9666 | 46.9666 | 46.9666 | 27.1244
03 Hydro | 42.279 | 42.279 | 45.6153 | 45.6153 | 49.7857 | 49.7857 | 49.7857 | 49.7857 | 49.7857
03 Potential Build Hydro Small | N/A | N/A | N/A | N/A | N/A | 42.5 | 42.5 | 42.5 | 42.5
04 Potential Build Nuclear | N/A | N/A | N/A | N/A | N/A | N/A | N/A | N/A | N/A
05 Potential Build Interruptible | 0 | 0 | N/A | N/A | N/A | N/A | N/A | N/A | N/A
06 Potential Build Solar PV | N/A | N/A | 16.3466 | 16.2291 | 15.7813 | 15.6359 | 15.3987 | 15.3756 | 15.3204
06 Solar PV | 15.4104 | 15.4104 | 15.4104 | 15.4104 | 15.4104 | 15.4104 | 15.4104 | 15.4104 | 17.2069
06 Potential Build Solar PV with storage | N/A | N/A | N/A | N/A | N/A | N/A | 14.4692 | 14.4692 | 14.4692
07 Potential Build Biomass Combustion | N/A | N/A | N/A | N/A | N/A | N/A | N/A | N/A | N/A
07 Potential Build Coal | N/A | N/A | N/A | N/A | N/A | 85 | 85 | 85 | 85
08 Potential Build Wind | N/A | N/A | N/A | 26.6594 | 26.6594 | 26.6594 | 26.6594 | 26.6594 | 26.6594
Average | 38.9232 | 36.2735 | 35.8153 | 37.9287 | 47.3488 | 49.4309 | 48.0963 | 50.9718 | 49.4853
(**) Ind. Boilers not included in the average
15. Total Annual Production Cost [Million US2016$](*)
Variable O&M | 42.944 | 48.5644 | 52.3799 | 57.1099 | 70.9129 | 86.9418 | 109.4772 | 130.0628 | 155.7327
Fixed O&M | 103.6056 | 148.842 | 161.93 | 166.8341 | 172.8864 | 137 | 192.313 | 217.0126 | 258.4991
Fuel | 588.3401 | 666.627 | 712.1116 | 802.6975 | 1181.4626 | 1307.1776 | 1473.5001 | 2220.0833 | 3147.3791
Capital | 840.4565 | 1411.163 | 6.3305 | 25.0835 | 64.814 | 288.9503 | 554.5992 | 685.4666 | 915.9418
Pollutant Transport & Storage | 0 | 0 | 0 | 0 | 0 | 0 | 0 | 0 | 0
Total | 1575.3462 | 2275.1963 | 932.752 | 1051.7251 | 1490.0759 | 1820.0697 | 2329.8895 | 3252.6253 | 4477.5527
Sales Revenue | 0 | 0 | 0 | 0 | 0 | 0 | 0 | 0 | 0
(*) Costs include only those items that are important for determining incremental cost of pollution control (industrial boiler costs are included)
15c Annual Transmission Activity (*)
[GWh] Transmitted Out Existing Lines | 5348.7496 | 10606.8121 | 12950.7859 | 9722.9222 | 14372.9765 | 13641.0747 | 22796.0266 | 20934.2842 | 26907.9834
[GWh] Transmitted Out New Builds | 0 | 0 | 0 | 0 | 0 | 0 | 0 | 0 | 0
[MW] Transferred Out Existing Lines | 273 | 275 | 553.665 | 615.3608 | 752.6952 | 954.0177 | 1502.892 | 2059.917 | 2595.6561
[MW] Transferred Out New Builds | 0 | 0 | 0 | 0 | 0 | 0 | 0 | 0 | 0
Book [MW] of Transmission Builds | 0 | 0 | 0 | 0 | 0 | 0 | 0 | 0 | 0
[GWh] Transmitted Out All Lines | 5348.7496 | 10606.8121 | 12950.7859 | 9722.9222 | 14372.9765 | 13641.0747 | 22796.0266 | 20934.2842 | 26907.9834
[MW] Transferred Out All Lines | 273 | 275 | 553.665 | 615.3608 | 752.6952 | 954.0177 | 1502.892 | 2059.917 | 2595.6561
16. Emissions
CO2 Thousand Tons | 5344.279 | 5462.1587 | 5591.8195 | 6356.3413 | 9639.7501 | 11989.2101 | 15671.3771 | 19978.7603 | 25443.4324
NOX Thousand Tons | 23.6104 | 40.5901 | 43.8574 | 45.8108 | 50.9485 | 46.7583 | 44.2784 | 40.0686 | 27.337
SO2 Thousand Tons | 10.2904 | 2.1857 | 0.89708 | 3.3721 | 15.8937 | 13.1804 | 15.0401 | 31.6096 | 59.1352
(**) Industrial Boiler emissions are included
17. Fuel Consumption by Fuel and Fuel Type [TBtu]
Fuel Type | 2017 | 2018 | 2019 | 2020 | 2023 | 2026 | 2030 | 2035 | 2040
Biomass | 0.010052 | 0.010052 | 0.010052 | 0.010052 | 0.010052 | 0.010052 | 0.010052 | 0.010052 | 0.010052
Coal | 0 | 0 | 0 | 0 | 0 | 29.6939 | 65.6478 | 65.6478 | 65.6478
Gas | 35.8097 | 78.1225 | 85.7059 | 87.3702 | 86.4326 | 75.7458 | 70.0604 | 47.1924 | 15.2872
Oil | 33.6693 | 4.056 | 0 | 7.2868 | 44.4422 | 42.7304 | 43.6774 | 109.4646 | 193.4122
Other | 0 | 0 | 0 | 0 | 0 | 0 | 0 | 0 | 0
Sun | 0 | 0 | 0 | 0 | 0 | 0 | 0 | 0 | 0
Uranium | 0 | 0 | 0 | 0 | 0 | 0 | 0 | 0 | 0
Water | 0 | 0 | 0 | 0 | 0 | 0 | 0 | 0 | 0
Wind | 0 | 0 | 0 | 0 | 0 | 0 | 0 | 0 | 0

## HighDemandHighCostLowWater
Back to Contents
| 2017 | 2018 | 2019 | 2020 | 2023 | 2026 | 2030 | 2035 | 2040
1. Reserve Margin Capacity Annual [MW] | 3348.7611 | 4653.8273 | 4557.3801 | 5167.8777 | 5223.0027 | 5363.394 | 7531.747 | 9545.317 | 12725.827
Plus Firm Contract Purchases Annual [MW] | 0 | 0 | 0 | 0 | 0 | 0 | 0 | 0 | 0
Plus Transmission In Annual [MW] | 173 | 173 | 564.5049 | 613.7685 | 608.5962 | 865.061 | 2562.691 | 4710.5157 | 5245.126
Less Firm Contract Sales Annual [MW] | 0 | 0 | 0 | 0 | 0 | 0 | 0 | 0 | 0
Less Transmission Out Annual [MW] | 273 | 275 | 668.5449 | 719.8895 | 721.2122 | 984.57 | 2834.87 | 5040.2407 | 5595.516
Total Reserve Margin Capacity Annual [MW] | 3248.7611 | 4551.8273 | 4453.3401 | 5061.7567 | 5110.3867 | 5243.885 | 7259.568 | 9215.592 | 12375.437
2. Peak Load Annual [MW] | 2125.5848 | 2496.43 | 3024.9083 | 3323.7371 | 3872.3344 | 4520.6582 | 5669.413 | 7792.2804 | 10761.2471
Less DSM [MW] | 0 | 0 | 0 | 0 | 0 | 0 | 0 | 0 | 0
Net Demand Annual [MW] | 2125.5848 | 2496.43 | 3024.9083 | 3323.7371 | 3872.3344 | 4520.6582 | 5669.413 | 7792.2804 | 10761.2471
3. Reserve Margin Annual [%] | 52.8408 | 82.3335 | 47.2223 | 52.2911 | 31.9717 | 15.9983 | 28.048 | 18.2657 | 15
3a.Local Reserves Annual [%] | 157.5454 | 186.4193 | 150.6618 | 155.484 | 134.88 | 118.6419 | 132.8488 | 122.4971 | 118.2561
4. Total Generation [GWh] | 13918.844 | 16638.3264 | 20248.7398 | 22897.7041 | 27150.9538 | 31862.0932 | 40083.9569 | 54469.7672 | 74225.0493
Inter-Region Transmission [GWh] | 378.6317 | 370.9513 | 363.1178 | 355.1276 | -278.1663 | -718.4014 | -1320.2728 | -1622.8298 | -1679.9119
Pumping & Storage Losses [GWh] | 0 | 0 | 0 | 0 | 0 | 0 | 0 | 0 | 0
Plus Purchases [GWh] | 0 | 0 | 0 | 0 | 0 | 0 | 0 | 0 | 0
Less Sales [GWh] | 0 | 0 | 0 | 0 | 0 | 0 | 0 | 0 | 0
5. Total Supply for Demand [GWh] | 14297.4757 | 17009.2777 | 20611.8576 | 23252.8316 | 26872.7875 | 31143.6918 | 38763.684 | 52846.9374 | 72545.1374
6. Projected Demand [GWh] | 14297.4757 | 17009.2791 | 20611.8585 | 23252.831 | 26872.7864 | 31143.6908 | 38763.6498 | 52846.908 | 72545.1116
Energy Not Served [GWh] | 0 | 0 | 0 | 0 | 0 | 0 | 0 | 0 | 0
Less DSM [GWh] | 0 | 0 | 0 | 0 | 0 | 0 | 0 | 0 | 0
Energy Demand Response [GWh] | 0 | 0 | 0 | 0 | 0 | 0 | 0 | 0 | 0
Net Demand [GWh] | 14297.4757 | 17009.2791 | 20611.8585 | 23252.831 | 26872.7864 | 31143.6908 | 38763.6498 | 52846.908 | 72545.1116
7. Dumped Energy [GWh] | -3.1471e-05 | -0.0013961 | -0.00095731 | 0.00058826 | 0.0011275 | 0.00098079 | 0.034287 | 0.0294 | 0.025799
8. Total Generation [GWh] | 13918.844 | 16638.3264 | 20248.7398 | 22897.7041 | 27150.9538 | 31862.0932 | 40083.9569 | 54469.7672 | 74225.0493
Less T&D Losses [GWh] | 0 | 0 | 0 | 0 | 0 | 0 | 0 | 0 | 0
9. Total Sales [GWh] | 13918.844 | 16638.3264 | 20248.7398 | 22897.7041 | 27150.9538 | 31862.0932 | 40083.9569 | 54469.7672 | 74225.0493
10. Capacity by Capacity Reporting Type [MW]
01 Potential Build Oil/Gas Combined Cycle | 0 | 0 | 0 | 0 | 0 | 0 | 0 | 0 | 3083.01
01 Oil/Gas Combined Cycle | 1492 | 2160 | 2350 | 2350 | 2350 | 1900 | 1900 | 1900 | 1900
02 Potential Build Biogas | 0 | 0 | 0 | 0 | 0 | 0 | 4.316 | 4.316 | 4.316
02 Gas Combustion Turbine | 455 | 504.92 | 504.92 | 504.92 | 455 | 455 | 455 | 455 | 455
02 MSW - Landfill Gas | 0.1 | 0.1 | 0.1 | 0.1 | 0.1 | 0.1 | 0.1 | 0.1 | 0.1
02 Oil Combustion | 221 | 221 | 221 | 221 | 188.5 | 188.5 | 188.5 | 88.5 | 88.5
02 Potential Build Oil/Gas Combustion | 0 | 0 | 0 | 0 | 0 | 0 | 0 | 0 | 0
02 Oil/Gas Combustion | 394.96 | 394.96 | 772.46 | 772.46 | 747.5 | 747.5 | 747.5 | 747.5 | 747.5
03 Hydro | 1370 | 1370 | 1370 | 1370 | 1370 | 1370 | 1370 | 1370 | 1370
03 Potential Build Hydro Small | 0 | 0 | 0 | 0 | 0 | 57.5469 | 57.5469 | 57.5469 | 57.5469
04 Potential Build Nuclear | 0 | 0 | 0 | 0 | 0 | 0 | 2358.03 | 4456.6 | 4456.6
05 Potential Build Interruptible | 129.301 | 221.447 | 0 | 35.4976 | 190.5026 | 255.177 | 0 | 0 | 0
06 Potential Build Solar PV | 0 | 0 | 47.1565 | 103.6409 | 353.6409 | 558.6409 | 953.6409 | 1103.6409 | 1738.6409
06 Solar PV | 19.8 | 19.8 | 19.8 | 19.8 | 19.8 | 19.8 | 19.8 | 19.8 | 1.8
06 Potential Build Solar PV with storage | 0 | 0 | 0 | 0 | 0 | 0 | 185 | 185 | 510
07 Potential Build Biomass Combustion | 0 | 0 | 0 | 0 | 0 | 0 | 0 | 0 | 0
07 Potential Build Coal | 0 | 0 | 0 | 0 | 0 | 453.17 | 453.17 | 453.17 | 453.17
08 Potential Build Wind | 0 | 0 | 0 | 75 | 150 | 300 | 400 | 550 | 550
Total | 4082.161 | 4892.227 | 5285.4365 | 5452.4185 | 5825.0435 | 6305.4348 | 9092.6038 | 11391.1738 | 15416.1838
(**) Ind. Boiler capacity in MMBtu/hr, not included in the total
11. Capacity Additions and Changes by Capacity Reporting Type [MW]
01 Potential Build Oil/Gas Combined Cycle | 0 | 0 | 0 | 0 | 0 | 0 | 0 | 0 | 3083.01
01 Oil/Gas Combined Cycle | 0 | 0 | 0 | 0 | 0 | 0 | 0 | 0 | 0
02 Potential Build Biogas | 0 | 0 | 0 | 0 | 0 | 0 | 4.316 | 0 | 0
02 Gas Combustion Turbine | 0 | 0 | 0 | 0 | 0 | 0 | 0 | 0 | 0
02 MSW - Landfill Gas | 0 | 0 | 0 | 0 | 0 | 0 | 0 | 0 | 0
02 Oil Combustion | 0 | 0 | 0 | 0 | 0 | 0 | 0 | 0 | 0
02 Potential Build Oil/Gas Combustion | 0 | 0 | 0 | 0 | 0 | 0 | 0 | 0 | 0
02 Oil/Gas Combustion | 0 | 0 | 0 | 0 | 0 | 0 | 0 | 0 | 0
03 Hydro | 0 | 0 | 0 | 0 | 0 | 0 | 0 | 0 | 0
03 Potential Build Hydro Small | 0 | 0 | 0 | 0 | 0 | 57.5469 | 0 | 0 | 0
04 Potential Build Nuclear | 0 | 0 | 0 | 0 | 0 | 0 | 2358.03 | 2098.57 | 0
05 Potential Build Interruptible | 129.301 | 221.447 | 0 | 35.4976 | 190.5026 | 255.177 | 0 | 0 | 0
06 Potential Build Solar PV | 0 | 0 | 47.1565 | 56.4843 | 250 | 205 | 395 | 150 | 635
06 Solar PV | 0 | 0 | 0 | 0 | 0 | 0 | 0 | 0 | 0
06 Potential Build Solar PV with storage | 0 | 0 | 0 | 0 | 0 | 0 | 185 | 0 | 325
07 Potential Build Biomass Combustion | 0 | 0 | 0 | 0 | 0 | 0 | 0 | 0 | 0
07 Potential Build Coal | 0 | 0 | 0 | 0 | 0 | 453.17 | 0 | 0 | 0
08 Potential Build Wind | 0 | 0 | 0 | 75 | 75 | 150 | 100 | 150 | 0
Total | 129.301 | 221.447 | 47.1565 | 166.982 | 515.5026 | 1120.8939 | 3042.346 | 2398.57 | 4043.01
(**) Ind. Boiler capacity in MMBtu/hr, not included in the total
12. Generation by Capacity Reporting Type [GWh]
01 Potential Build Oil/Gas Combined Cycle | 0 | 0 | 0 | 0 | 0 | 0 | 0 | 0 | 22440.14
01 Oil/Gas Combined Cycle | 7999.4321 | 11536.8695 | 13651.4097 | 13997.9336 | 17468.6917 | 14894.9699 | 6137.082 | 3733.579 | 839.9187
02 Potential Build Biogas | 0 | 0 | 0 | 0 | 0 | 0 | 32.1369 | 31.3812 | 32.1369
02 Gas Combustion Turbine | 379.3782 | 0 | 0 | 0 | 0 | 2651.5053 | 0 | 0 | 0
02 MSW - Landfill Gas | 0.7446 | 0.7446 | 0.7446 | 0.7446 | 0.7446 | 0.7446 | 0.7446 | 0.7446 | 0.7446
02 Oil Combustion | 161.4795 | 0 | 0 | 0 | 0 | 449.7414 | 0 | 0 | 0
02 Potential Build Oil/Gas Combustion | 0 | 0 | 0 | 0 | 0 | 0 | 0 | 0 | 0
02 Oil/Gas Combustion | 277.0971 | 0 | 1027.9476 | 3075.417 | 3075.417 | 3076.0286 | 3075.417 | 2507.6468 | 1467.4472
03 Hydro | 5073.9835 | 5073.9832 | 5474.3826 | 5474.384 | 5740.1785 | 5740.1777 | 5176.8623 | 4519.6601 | 4519.6601
03 Potential Build Hydro Small | 0 | 0 | 0 | 0 | 0 | 182.11 | 182.11 | 182.11 | 182.11
04 Potential Build Nuclear | 0 | 0 | 0 | 0 | 0 | 0 | 19623.5388 | 37087.8252 | 37087.8252
05 Potential Build Interruptible | 0 | 0 | 0 | 0 | 0 | 0 | 0 | 0 | 0
06 Potential Build Solar PV | 0 | 0 | 67.5263 | 147.3433 | 488.8879 | 765.172 | 1286.3935 | 1501.1877 | 2347.1673
06 Solar PV | 26.7291 | 26.7291 | 26.7291 | 26.7291 | 26.7291 | 26.7291 | 26.7291 | 26.7291 | 2.7132
06 Potential Build Solar PV with storage | 0 | 0 | 0 | 0 | 0 | 0 | 234.4884 | 234.4884 | 646.4275
07 Potential Build Biomass Combustion | 0 | 0 | 0 | 0 | 0 | 0 | 0 | 0 | 0
07 Potential Build Coal | 0 | 0 | 0 | 0 | 0 | 3374.3046 | 3374.3075 | 3359.9633 | 3374.3067
08 Potential Build Wind | 0 | 0 | 0 | 175.1525 | 350.305 | 700.61 | 934.1467 | 1284.4517 | 1284.4517
Total | 13918.844 | 16638.3264 | 20248.7398 | 22897.7041 | 27150.9538 | 31862.0932 | 40083.9569 | 54469.7672 | 74225.0493
(**) Ind. Boiler generation in BBtu, not included in the total
12a. Generation by Fuel Type [GWh]
Biomass | 0.7446 | 0.7446 | 0.7446 | 0.7446 | 0.7446 | 0.7446 | 32.8815 | 32.1258 | 32.8815
Coal | 0 | 0 | 0 | 0 | 0 | 3374.3046 | 3374.3075 | 3359.9633 | 3374.3067
Gas | 4620.6808 | 9953.6771 | 11093.6199 | 11317.8173 | 11190.1335 | 9104.5735 | 9212.499 | 6241.2258 | 2046.4243
Oil | 4196.7061 | 1583.1924 | 3585.7374 | 5755.5333 | 9353.9753 | 11967.6717 | 0 | 0 | 22701.0815
Other | 0 | 0 | 0 | 0 | 0 | 0 | 0 | 0 | 0
Sun | 26.7291 | 26.7291 | 94.2553 | 174.0723 | 515.617 | 791.9011 | 1547.611 | 1762.4052 | 2996.3081
Uranium | 0 | 0 | 0 | 0 | 0 | 0 | 19623.5388 | 37087.8252 | 37087.8252
Water | 5073.9835 | 5073.9832 | 5474.3826 | 5474.384 | 5740.1785 | 5922.2878 | 5358.9723 | 4701.7702 | 4701.7702
Wind | 0 | 0 | 0 | 175.1525 | 350.305 | 700.61 | 934.1467 | 1284.4517 | 1284.4517
Total | 13918.844 | 16638.3264 | 20248.7398 | 22897.7041 | 27150.9538 | 31862.0932 | 40083.9569 | 54469.7672 | 74225.0493
13. Generation by Capacity Reporting Type [TBtu]
01 Potential Build Oil/Gas Combined Cycle | 0 | 0 | 0 | 0 | 0 | 0 | 0 | 0 | 76.5658
01 Oil/Gas Combined Cycle | 27.2941 | 39.3638 | 46.5786 | 47.7609 | 59.6032 | 50.8216 | 20.9397 | 12.739 | 2.8658
02 Potential Build Biogas | 0 | 0 | 0 | 0 | 0 | 0 | 0.10965 | 0.10707 | 0.10965
02 Gas Combustion Turbine | 1.2944 | 0 | 0 | 0 | 0 | 9.0469 | 0 | 0 | 0
02 MSW - Landfill Gas | 0.0025406 | 0.0025406 | 0.0025406 | 0.0025406 | 0.0025406 | 0.0025406 | 0.0025406 | 0.0025406 | 0.0025406
02 Oil Combustion | 0.55097 | 0 | 0 | 0 | 0 | 1.5345 | 0 | 0 | 0
02 Potential Build Oil/Gas Combustion | 0 | 0 | 0 | 0 | 0 | 0 | 0 | 0 | 0
02 Oil/Gas Combustion | 0.94546 | 0 | 3.5074 | 10.4933 | 10.4933 | 10.4954 | 10.4933 | 8.5561 | 5.0069
03 Hydro | 17.3124 | 17.3124 | 18.6786 | 18.6786 | 19.5855 | 19.5855 | 17.6635 | 15.4211 | 15.4211
03 Potential Build Hydro Small | 0 | 0 | 0 | 0 | 0 | 0.62136 | 0.62136 | 0.62136 | 0.62136
04 Potential Build Nuclear | 0 | 0 | 0 | 0 | 0 | 0 | 66.9555 | 126.5437 | 126.5437
05 Potential Build Interruptible | 0 | 0 | 0 | 0 | 0 | 0 | 0 | 0 | 0
06 Potential Build Solar PV | 0 | 0 | 0.2304 | 0.50274 | 1.6681 | 2.6108 | 4.3892 | 5.1221 | 8.0085
06 Solar PV | 0.0912 | 0.0912 | 0.0912 | 0.0912 | 0.0912 | 0.0912 | 0.0912 | 0.0912 | 0.0092574
06 Potential Build Solar PV with storage | 0 | 0 | 0 | 0 | 0 | 0 | 0.80007 | 0.80007 | 2.2056
07 Potential Build Biomass Combustion | 0 | 0 | 0 | 0 | 0 | 0 | 0 | 0 | 0
07 Potential Build Coal | 0 | 0 | 0 | 0 | 0 | 11.5131 | 11.5131 | 11.4642 | 11.5131
08 Potential Build Wind | 0 | 0 | 0 | 0.59762 | 1.1952 | 2.3905 | 3.1873 | 4.3825 | 4.3825
Total | 47.4911 | 56.77 | 69.0887 | 78.127 | 92.6391 | 108.7135 | 136.7665 | 185.8508 | 253.2559
(**) Ind. Boiler generation, not included in the total
14. Capacity Factor by Capacity Reporting Type [%]
01 Potential Build Oil/Gas Combined Cycle | N/A | N/A | N/A | N/A | N/A | N/A | N/A | N/A | 83.0896
01 Oil/Gas Combined Cycle | 61.2049 | 60.972 | 66.314 | 67.9973 | 84.8571 | 89.4915 | 36.8726 | 22.432 | 5.0464
02 Potential Build Biogas | N/A | N/A | N/A | N/A | N/A | N/A | 84.9998 | 83.0009 | 84.9998
02 Gas Combustion Turbine | 9.5182 | 0 | 0 | 0 | 0 | 66.5238 | 0 | 0 | 0
02 MSW - Landfill Gas | 85 | 85 | 85 | 85 | 85 | 85 | 85 | 85 | 85
02 Oil Combustion | 8.3411 | 0 | 0 | 0 | 0 | 27.2363 | 0 | 0 | 0
02 Potential Build Oil/Gas Combustion | N/A | N/A | N/A | N/A | N/A | N/A | N/A | N/A | N/A
02 Oil/Gas Combustion | 8.0089 | 0 | 15.1912 | 45.449 | 46.9666 | 46.9759 | 46.9666 | 38.2958 | 22.4103
03 Hydro | 42.279 | 42.279 | 45.6153 | 45.6153 | 47.83 | 47.83 | 43.1362 | 37.6601 | 37.6601
03 Potential Build Hydro Small | N/A | N/A | N/A | N/A | N/A | 36.125 | 36.125 | 36.125 | 36.125
04 Potential Build Nuclear | N/A | N/A | N/A | N/A | N/A | N/A | 95.0001 | 95 | 95
05 Potential Build Interruptible | 0 | 0 | N/A | 0 | 0 | 0 | N/A | N/A | N/A
06 Potential Build Solar PV | N/A | N/A | 16.3466 | 16.2291 | 15.7813 | 15.6359 | 15.3987 | 15.5276 | 15.411
06 Solar PV | 15.4104 | 15.4104 | 15.4104 | 15.4104 | 15.4104 | 15.4104 | 15.4104 | 15.4104 | 17.2069
06 Potential Build Solar PV with storage | N/A | N/A | N/A | N/A | N/A | N/A | 14.4692 | 14.4692 | 14.4692
07 Potential Build Biomass Combustion | N/A | N/A | N/A | N/A | N/A | N/A | N/A | N/A | N/A
07 Potential Build Coal | N/A | N/A | N/A | N/A | N/A | 85 | 85.0001 | 84.6388 | 85.0001
08 Potential Build Wind | N/A | N/A | N/A | 26.6594 | 26.6594 | 26.6594 | 26.6594 | 26.6594 | 26.6594
Average | 38.9232 | 38.8239 | 43.7334 | 47.9401 | 53.2086 | 57.684 | 50.3244 | 54.5862 | 54.9629
(**) Ind. Boilers not included in the average
15. Total Annual Production Cost [Million US2016$](*)
Variable O&M | 42.9521 | 52.4382 | 65.2113 | 74.2588 | 85.1722 | 111.7779 | 109.4922 | 136.3723 | 197.7473
Fixed O&M | 103.6056 | 148.842 | 161.93 | 166.8341 | 172.8864 | 137 | 394.2209 | 613.6504 | 684.8206
Fuel | 588.5677 | 767.0399 | 1083.9672 | 1389.2398 | 1909.7315 | 2514.403 | 995.7561 | 1047.3868 | 3792.1898
Capital | 840.4565 | 1439.4055 | 6.3305 | 259.8513 | 77.467 | 314.6344 | 1997.9757 | 3455.3255 | 3915.5429
Pollutant Transport & Storage | 0 | 0 | 0 | 0 | 0 | 0 | 0 | 0 | 0
Total | 1575.5819 | 2407.7256 | 1317.439 | 1890.184 | 2245.2572 | 3077.8154 | 3497.4449 | 5252.7351 | 8590.3005
Sales Revenue | 0 | 0 | 0 | 0 | 0 | 0 | 0 | 0 | 0
(*) Costs include only those items that are important for determining incremental cost of pollution control (industrial boiler costs are included)
15c Annual Transmission Activity (*)
[GWh] Transmitted Out Existing Lines | 6504.6705 | 13347.2512 | 14146.5547 | 13203.1349 | 17750.5372 | 17269.754 | 25384.0134 | 28418.831 | 36246.7171
[GWh] Transmitted Out New Builds | 0 | 0 | 0 | 0 | 0 | 0 | 8067.2097 | 23145.1518 | 15587.7124
[MW] Transferred Out Existing Lines | 273 | 275 | 668.5449 | 719.8895 | 721.2122 | 984.57 | 1579.925 | 1768.6668 | 2595.749
[MW] Transferred Out New Builds | 0 | 0 | 0 | 0 | 0 | 0 | 1254.945 | 3271.574 | 2999.767
Book [MW] of Transmission Builds | 0 | 0 | 0 | 0 | 0 | 0 | 1254.945 | 3271.574 | 3425.347
[GWh] Transmitted Out All Lines | 6504.6705 | 13347.2512 | 14146.5547 | 13203.1349 | 17750.5372 | 17269.754 | 33451.2231 | 51563.9828 | 51834.4295
[MW] Transferred Out All Lines | 273 | 275 | 668.5449 | 719.8895 | 721.2122 | 984.57 | 2834.87 | 5040.2407 | 5595.516
16. Emissions
CO2 Thousand Tons | 5346.0429 | 6310.403 | 8383.7552 | 10108.3455 | 12396.5709 | 16352.5221 | 7851.7732 | 6345.8233 | 17468.5703
NOX Thousand Tons | 23.6124 | 42.0148 | 48.8226 | 52.1126 | 53.5791 | 52.6275 | 36.024 | 24.3213 | 5.4091
SO2 Thousand Tons | 10.2948 | 5.3639 | 11.1973 | 17.43 | 20.7482 | 16.4085 | 2.2183 | 1.9726 | 1.645
(**) Industrial Boiler emissions are included
17. Fuel Consumption by Fuel and Fuel Type [TBtu]
Fuel Type | 2017 | 2018 | 2019 | 2020 | 2023 | 2026 | 2030 | 2035 | 2040
Biomass | 0.010052 | 0.010052 | 0.010052 | 0.010052 | 0.010052 | 0.010052 | 0.58852 | 0.57491 | 0.58852
Coal | 0 | 0 | 0 | 0 | 0 | 29.6939 | 29.6939 | 29.5677 | 29.6939
Gas | 35.8097 | 78.1225 | 86.3919 | 87.3702 | 86.4326 | 75.7458 | 70.0604 | 47.1925 | 15.2872
Oil | 33.6889 | 13.4793 | 30.5187 | 48.9683 | 77.0534 | 95.6166 | 0 | 0 | 164.8805
Other | 0 | 0 | 0 | 0 | 0 | 0 | 0 | 0 | 0
Sun | 0 | 0 | 0 | 0 | 0 | 0 | 0 | 0 | 0
Uranium | 0 | 0 | 0 | 0 | 0 | 0 | 202.1224 | 382.0046 | 382.0046
Water | 0 | 0 | 0 | 0 | 0 | 0 | 0 | 0 | 0
Wind | 0 | 0 | 0 | 0 | 0 | 0 | 0 | 0 | 0

## LowDemandHighCostLowWater
Back to Contents
| 2017 | 2018 | 2019 | 2020 | 2023 | 2026 | 2030 | 2035 | 2040
1. Reserve Margin Capacity Annual [MW] | 3348.7611 | 4645.1333 | 4557.3801 | 5132.3801 | 5032.5001 | 5108.217 | 5173.717 | 5664.013 | 6075.394
Plus Firm Contract Purchases Annual [MW] | 0 | 0 | 0 | 0 | 0 | 0 | 0 | 0 | 0
Plus Transmission In Annual [MW] | 173 | 173 | 387.8266 | 388.6985 | 435.8947 | 482.2192 | 613.967 | 759.574 | 840.625
Less Firm Contract Sales Annual [MW] | 0 | 0 | 0 | 0 | 0 | 0 | 0 | 0 | 0
Less Transmission Out Annual [MW] | 273 | 275 | 491.8666 | 494.8195 | 549.4925 | 663.4827 | 886.146 | 1089.299 | 1191.515
Total Reserve Margin Capacity Annual [MW] | 3248.7611 | 4543.1333 | 4453.3401 | 5026.2591 | 4918.9023 | 4926.9535 | 4901.538 | 5334.288 | 5724.504
2. Peak Load Annual [MW] | 2125.5848 | 2290.5298 | 2260.368 | 2238.3094 | 2385.5284 | 2532.6385 | 2747.435 | 3075.7252 | 3434.4983
Less DSM [MW] | 0 | 0 | 0 | 0 | 0 | 0 | 0 | 0 | 0
Net Demand Annual [MW] | 2125.5848 | 2290.5298 | 2260.368 | 2238.3094 | 2385.5284 | 2532.6385 | 2747.435 | 3075.7252 | 3434.4983
3. Reserve Margin Annual [%] | 52.8408 | 98.3442 | 97.0184 | 124.556 | 106.1976 | 94.5384 | 78.4042 | 73.4319 | 66.6766
3a.Local Reserves Annual [%] | 157.5454 | 202.7973 | 201.6212 | 229.2972 | 210.9596 | 201.6955 | 188.3108 | 184.1521 | 176.8932
4. Total Generation [GWh] | 13918.8448 | 15167.4248 | 14956.3336 | 14827.1531 | 16428.9918 | 17833.0814 | 19856.7886 | 22331.2595 | 24761.9125
Inter-Region Transmission [GWh] | 378.6316 | 370.9515 | 363.118 | 355.128 | -278.1664 | -718.4017 | -1320.8581 | -1622.8298 | -1679.9117
Pumping & Storage Losses [GWh] | 0 | 0 | 0 | 0 | 0 | 0 | 0 | 0 | 0
Plus Purchases [GWh] | 0 | 0 | 0 | 0 | 0 | 0 | 0 | 0 | 0
Less Sales [GWh] | 0 | 0 | 0 | 0 | 0 | 0 | 0 | 0 | 0
5. Total Supply for Demand [GWh] | 14297.4764 | 15538.3763 | 15319.4516 | 15182.2811 | 16150.8254 | 17114.6798 | 18535.9305 | 20708.4297 | 23082.0008
6. Projected Demand [GWh] | 14297.4757 | 15538.3766 | 15319.4508 | 15182.2806 | 16150.8245 | 17114.6789 | 18535.9261 | 20708.4266 | 23081.9991
Energy Not Served [GWh] | 0 | 0 | 0 | 0 | 0 | 0 | 0 | 0 | 0
Less DSM [GWh] | 0 | 0 | 0 | 0 | 0 | 0 | 0 | 0 | 0
Energy Demand Response [GWh] | 0 | 0 | 0 | 0 | 0 | 0 | 0 | 0 | 0
Net Demand [GWh] | 14297.4757 | 15538.3766 | 15319.4508 | 15182.2806 | 16150.8245 | 17114.6789 | 18535.9261 | 20708.4266 | 23081.9991
7. Dumped Energy [GWh] | 0.00065141 | -0.00029763 | 0.00076465 | 0.00052226 | 0.00087955 | 0.0008377 | 0.0044177 | 0.0030255 | 0.0016958
8. Total Generation [GWh] | 13918.8448 | 15167.4248 | 14956.3336 | 14827.1531 | 16428.9918 | 17833.0814 | 19856.7886 | 22331.2595 | 24761.9125
Less T&D Losses [GWh] | 0 | 0 | 0 | 0 | 0 | 0 | 0 | 0 | 0
9. Total Sales [GWh] | 13918.8448 | 15167.4248 | 14956.3336 | 14827.1531 | 16428.9918 | 17833.0814 | 19856.7886 | 22331.2595 | 24761.9125
10. Capacity by Capacity Reporting Type [MW]
01 Potential Build Oil/Gas Combined Cycle | 0 | 0 | 0 | 0 | 0 | 0 | 0 | 0 | 313.881
01 Oil/Gas Combined Cycle | 1492 | 2160 | 2350 | 2350 | 2350 | 1900 | 1900 | 1900 | 1900
02 Potential Build Biogas | 0 | 0 | 0 | 0 | 0 | 0 | 4.316 | 4.316 | 4.316
02 Gas Combustion Turbine | 455 | 504.92 | 504.92 | 504.92 | 455 | 455 | 455 | 455 | 455
02 MSW - Landfill Gas | 0.1 | 0.1 | 0.1 | 0.1 | 0.1 | 0.1 | 0.1 | 0.1 | 0.1
02 Oil Combustion | 221 | 221 | 221 | 221 | 188.5 | 188.5 | 188.5 | 88.5 | 88.5
02 Potential Build Oil/Gas Combustion | 0 | 0 | 0 | 0 | 0 | 0 | 0 | 0 | 0
02 Oil/Gas Combustion | 394.96 | 394.96 | 772.46 | 772.46 | 747.5 | 747.5 | 747.5 | 747.5 | 747.5
03 Hydro | 1370 | 1370 | 1370 | 1370 | 1370 | 1370 | 1370 | 1370 | 1370
03 Potential Build Hydro Small | 0 | 0 | 0 | 0 | 0 | 57.5469 | 57.5469 | 57.5469 | 57.5469
04 Potential Build Nuclear | 0 | 0 | 0 | 0 | 0 | 0 | 0 | 575.296 | 575.296
05 Potential Build Interruptible | 129.301 | 212.753 | 0 | 0 | 0 | 0 | 0 | 0 | 0
06 Potential Build Solar PV | 0 | 0 | 47.1565 | 103.6409 | 353.6409 | 558.6409 | 953.6409 | 1193.6409 | 1828.6409
06 Solar PV | 19.8 | 19.8 | 19.8 | 19.8 | 19.8 | 19.8 | 19.8 | 19.8 | 1.8
06 Potential Build Solar PV with storage | 0 | 0 | 0 | 0 | 0 | 0 | 185 | 185 | 510
07 Potential Build Biomass Combustion | 0 | 0 | 0 | 0 | 0 | 0 | 0 | 0 | 0
07 Potential Build Coal | 0 | 0 | 0 | 0 | 0 | 453.17 | 453.17 | 453.17 | 453.17
08 Potential Build Wind | 0 | 0 | 0 | 75 | 150 | 300 | 400 | 550 | 550
Total | 4082.161 | 4883.533 | 5285.4365 | 5416.9209 | 5634.5409 | 6050.2577 | 6734.5738 | 7599.8698 | 8855.7508
(**) Ind. Boiler capacity in MMBtu/hr, not included in the total
11. Capacity Additions and Changes by Capacity Reporting Type [MW]
01 Potential Build Oil/Gas Combined Cycle | 0 | 0 | 0 | 0 | 0 | 0 | 0 | 0 | 313.881
01 Oil/Gas Combined Cycle | 0 | 0 | 0 | 0 | 0 | 0 | 0 | 0 | 0
02 Potential Build Biogas | 0 | 0 | 0 | 0 | 0 | 0 | 4.316 | 0 | 0
02 Gas Combustion Turbine | 0 | 0 | 0 | 0 | 0 | 0 | 0 | 0 | 0
02 MSW - Landfill Gas | 0 | 0 | 0 | 0 | 0 | 0 | 0 | 0 | 0
02 Oil Combustion | 0 | 0 | 0 | 0 | 0 | 0 | 0 | 0 | 0
02 Potential Build Oil/Gas Combustion | 0 | 0 | 0 | 0 | 0 | 0 | 0 | 0 | 0
02 Oil/Gas Combustion | 0 | 0 | 0 | 0 | 0 | 0 | 0 | 0 | 0
03 Hydro | 0 | 0 | 0 | 0 | 0 | 0 | 0 | 0 | 0
03 Potential Build Hydro Small | 0 | 0 | 0 | 0 | 0 | 57.5469 | 0 | 0 | 0
04 Potential Build Nuclear | 0 | 0 | 0 | 0 | 0 | 0 | 0 | 575.296 | 0
05 Potential Build Interruptible | 129.301 | 212.753 | 0 | 0 | 0 | 0 | 0 | 0 | 0
06 Potential Build Solar PV | 0 | 0 | 47.1565 | 56.4843 | 250 | 205 | 395 | 240 | 635
06 Solar PV | 0 | 0 | 0 | 0 | 0 | 0 | 0 | 0 | 0
06 Potential Build Solar PV with storage | 0 | 0 | 0 | 0 | 0 | 0 | 185 | 0 | 325
07 Potential Build Biomass Combustion | 0 | 0 | 0 | 0 | 0 | 0 | 0 | 0 | 0
07 Potential Build Coal | 0 | 0 | 0 | 0 | 0 | 453.17 | 0 | 0 | 0
08 Potential Build Wind | 0 | 0 | 0 | 75 | 75 | 150 | 100 | 150 | 0
Total | 129.301 | 212.753 | 47.1565 | 131.4844 | 325 | 865.7169 | 684.316 | 965.296 | 1273.881
(**) Ind. Boiler capacity in MMBtu/hr, not included in the total
12. Generation by Capacity Reporting Type [GWh]
01 Potential Build Oil/Gas Combined Cycle | 0 | 0 | 0 | 0 | 0 | 0 | 0 | 0 | 2474.6387
01 Oil/Gas Combined Cycle | 7999.4319 | 10065.9686 | 8359.0025 | 5927.3827 | 6746.7306 | 3967.8154 | 5533.453 | 3306.4824 | 1971.7066
02 Potential Build Biogas | 0 | 0 | 0 | 0 | 0 | 0 | 32.1369 | 32.1369 | 32.1369
02 Gas Combustion Turbine | 379.3781 | 0 | 0 | 0 | 0 | 0 | 0 | 0 | 0
02 MSW - Landfill Gas | 0.7446 | 0.7446 | 0.7446 | 0.7446 | 0.7446 | 0.7446 | 0.7446 | 0.7446 | 0.7446
02 Oil Combustion | 161.4795 | 0 | 0 | 0 | 0 | 0 | 0 | 0.19106 | 3.9877
02 Potential Build Oil/Gas Combustion | 0 | 0 | 0 | 0 | 0 | 0 | 0 | 0 | 0
02 Oil/Gas Combustion | 277.0971 | 0 | 1027.9476 | 3075.417 | 3075.417 | 3075.417 | 3075.417 | 2967.084 | 3020.1739
03 Hydro | 5073.9845 | 5073.9826 | 5474.3835 | 5474.384 | 5740.1777 | 5740.178 | 5176.8618 | 4519.6597 | 4519.659
03 Potential Build Hydro Small | 0 | 0 | 0 | 0 | 0 | 182.11 | 182.11 | 182.11 | 182.11
04 Potential Build Nuclear | 0 | 0 | 0 | 0 | 0 | 0 | 0 | 4787.6116 | 4787.6116
05 Potential Build Interruptible | 0 | 0 | 0 | 0 | 0 | 0 | 0 | 0 | 0
06 Potential Build Solar PV | 0 | 0 | 67.5263 | 147.3433 | 488.8879 | 765.172 | 1286.3935 | 1615.2631 | 2461.2428
06 Solar PV | 26.7291 | 26.7291 | 26.7291 | 26.7291 | 26.7291 | 26.7291 | 26.7291 | 26.7291 | 2.7132
06 Potential Build Solar PV with storage | 0 | 0 | 0 | 0 | 0 | 0 | 234.4884 | 234.4884 | 646.4275
07 Potential Build Biomass Combustion | 0 | 0 | 0 | 0 | 0 | 0 | 0 | 0 | 0
07 Potential Build Coal | 0 | 0 | 0 | 0 | 0 | 3374.3053 | 3374.3075 | 3374.3067 | 3374.3082
08 Potential Build Wind | 0 | 0 | 0 | 175.1525 | 350.305 | 700.61 | 934.1467 | 1284.4517 | 1284.4517
Total | 13918.8448 | 15167.4248 | 14956.3336 | 14827.1531 | 16428.9918 | 17833.0814 | 19856.7886 | 22331.2595 | 24761.9125
(**) Ind. Boiler generation in BBtu, not included in the total
12a. Generation by Fuel Type [GWh]
Biomass | 0.7446 | 0.7446 | 0.7446 | 0.7446 | 0.7446 | 0.7446 | 32.8815 | 32.8815 | 32.8815
Coal | 0 | 0 | 0 | 0 | 0 | 3374.3053 | 3374.3075 | 3374.3067 | 3374.3082
Gas | 4619.2971 | 9953.6788 | 9386.9501 | 9002.7997 | 9822.1476 | 7043.2324 | 8608.87 | 6273.5665 | 1971.7066
Oil | 4198.0896 | 112.2898 | 0 | 0 | 0 | 0 | 0 | 0.19106 | 5498.8003
Other | 0 | 0 | 0 | 0 | 0 | 0 | 0 | 0 | 0
Sun | 26.7291 | 26.7291 | 94.2553 | 174.0723 | 515.617 | 791.9011 | 1547.611 | 1876.4806 | 3110.3835
Uranium | 0 | 0 | 0 | 0 | 0 | 0 | 0 | 4787.6116 | 4787.6116
Water | 5073.9845 | 5073.9826 | 5474.3835 | 5474.384 | 5740.1777 | 5922.2881 | 5358.9719 | 4701.7698 | 4701.7691
Wind | 0 | 0 | 0 | 175.1525 | 350.305 | 700.61 | 934.1467 | 1284.4517 | 1284.4517
Total | 13918.8448 | 15167.4248 | 14956.3336 | 14827.1531 | 16428.9918 | 17833.0814 | 19856.7886 | 22331.2595 | 24761.9125
13. Generation by Capacity Reporting Type [TBtu]
01 Potential Build Oil/Gas Combined Cycle | 0 | 0 | 0 | 0 | 0 | 0 | 0 | 0 | 8.4435
01 Oil/Gas Combined Cycle | 27.2941 | 34.3451 | 28.5209 | 20.2242 | 23.0198 | 13.5382 | 18.8801 | 11.2817 | 6.7275
02 Potential Build Biogas | 0 | 0 | 0 | 0 | 0 | 0 | 0.10965 | 0.10965 | 0.10965
02 Gas Combustion Turbine | 1.2944 | 0 | 0 | 0 | 0 | 0 | 0 | 0 | 0
02 MSW - Landfill Gas | 0.0025406 | 0.0025406 | 0.0025406 | 0.0025406 | 0.0025406 | 0.0025406 | 0.0025406 | 0.0025406 | 0.0025406
02 Oil Combustion | 0.55097 | 0 | 0 | 0 | 0 | 0 | 0 | 0.0006519 | 0.013606
02 Potential Build Oil/Gas Combustion | 0 | 0 | 0 | 0 | 0 | 0 | 0 | 0 | 0
02 Oil/Gas Combustion | 0.94546 | 0 | 3.5074 | 10.4933 | 10.4933 | 10.4933 | 10.4933 | 10.1237 | 10.3048
03 Hydro | 17.3124 | 17.3124 | 18.6786 | 18.6786 | 19.5855 | 19.5855 | 17.6635 | 15.4211 | 15.4211
03 Potential Build Hydro Small | 0 | 0 | 0 | 0 | 0 | 0.62136 | 0.62136 | 0.62136 | 0.62136
04 Potential Build Nuclear | 0 | 0 | 0 | 0 | 0 | 0 | 0 | 16.3353 | 16.3353
05 Potential Build Interruptible | 0 | 0 | 0 | 0 | 0 | 0 | 0 | 0 | 0
06 Potential Build Solar PV | 0 | 0 | 0.2304 | 0.50274 | 1.6681 | 2.6108 | 4.3892 | 5.5113 | 8.3978
06 Solar PV | 0.0912 | 0.0912 | 0.0912 | 0.0912 | 0.0912 | 0.0912 | 0.0912 | 0.0912 | 0.0092574
06 Potential Build Solar PV with storage | 0 | 0 | 0 | 0 | 0 | 0 | 0.80007 | 0.80007 | 2.2056
07 Potential Build Biomass Combustion | 0 | 0 | 0 | 0 | 0 | 0 | 0 | 0 | 0
07 Potential Build Coal | 0 | 0 | 0 | 0 | 0 | 11.5131 | 11.5131 | 11.5131 | 11.5131
08 Potential Build Wind | 0 | 0 | 0 | 0.59762 | 1.1952 | 2.3905 | 3.1873 | 4.3825 | 4.3825
Total | 47.4911 | 51.7513 | 51.031 | 50.5902 | 56.0557 | 60.8465 | 67.7514 | 76.1943 | 84.4876
(**) Ind. Boiler generation, not included in the total
14. Capacity Factor by Capacity Reporting Type [%]
01 Potential Build Oil/Gas Combined Cycle | N/A | N/A | N/A | N/A | N/A | N/A | N/A | N/A | 90
01 Oil/Gas Combined Cycle | 61.2049 | 53.1983 | 40.6053 | 28.7933 | 32.7734 | 23.8393 | 33.2459 | 19.8659 | 11.8464
02 Potential Build Biogas | N/A | N/A | N/A | N/A | N/A | N/A | 84.9998 | 84.9998 | 84.9998
02 Gas Combustion Turbine | 9.5182 | 0 | 0 | 0 | 0 | 0 | 0 | 0 | 0
02 MSW - Landfill Gas | 85 | 85 | 85 | 85 | 85 | 85 | 85 | 85 | 85
02 Oil Combustion | 8.3411 | 0 | 0 | 0 | 0 | 0 | 0 | 0.024645 | 0.51437
02 Potential Build Oil/Gas Combustion | N/A | N/A | N/A | N/A | N/A | N/A | N/A | N/A | N/A
02 Oil/Gas Combustion | 8.0089 | 0 | 15.1912 | 45.449 | 46.9666 | 46.9666 | 46.9666 | 45.3121 | 46.1229
03 Hydro | 42.279 | 42.279 | 45.6153 | 45.6153 | 47.83 | 47.83 | 43.1362 | 37.6601 | 37.6601
03 Potential Build Hydro Small | N/A | N/A | N/A | N/A | N/A | 36.125 | 36.125 | 36.125 | 36.125
04 Potential Build Nuclear | N/A | N/A | N/A | N/A | N/A | N/A | N/A | 95 | 95
05 Potential Build Interruptible | 0 | 0 | N/A | N/A | N/A | N/A | N/A | N/A | N/A
06 Potential Build Solar PV | N/A | N/A | 16.3466 | 16.2291 | 15.7813 | 15.6359 | 15.3987 | 15.4478 | 15.3646
06 Solar PV | 15.4104 | 15.4104 | 15.4104 | 15.4104 | 15.4104 | 15.4104 | 15.4104 | 15.4104 | 17.2069
06 Potential Build Solar PV with storage | N/A | N/A | N/A | N/A | N/A | N/A | 14.4692 | 14.4692 | 14.4692
07 Potential Build Biomass Combustion | N/A | N/A | N/A | N/A | N/A | N/A | N/A | N/A | N/A
07 Potential Build Coal | N/A | N/A | N/A | N/A | N/A | 85 | 85.0001 | 85.0001 | 85.0001
08 Potential Build Wind | N/A | N/A | N/A | 26.6594 | 26.6594 | 26.6594 | 26.6594 | 26.6594 | 26.6594
Average | 38.9232 | 35.4547 | 32.3028 | 31.2465 | 33.285 | 33.6472 | 33.6585 | 33.5431 | 31.9194
(**) Ind. Boilers not included in the average
15. Total Annual Production Cost [Million US2016$](*)
Variable O&M | 42.9521 | 47.29 | 45.5467 | 43.35 | 47.0563 | 55.1547 | 61.3397 | 62.2752 | 63.3858
Fixed O&M | 103.6056 | 148.842 | 161.93 | 166.8341 | 172.8864 | 137 | 158.4179 | 227.77 | 257.4033
Fuel | 588.5676 | 637.4377 | 599.0664 | 567.2231 | 588.9916 | 586.1622 | 694.4625 | 614.8756 | 1101.0594
Capital | 840.4565 | 1382.8945 | 6.3305 | 29.1169 | 77.467 | 314.6344 | 410.6348 | 852.4858 | 1001.3755
Pollutant Transport & Storage | 0 | 0 | 0 | 0 | 0 | 0 | 0 | 0 | 0
Total | 1575.5818 | 2216.4642 | 812.8737 | 806.5241 | 886.4013 | 1092.9514 | 1324.8549 | 1757.4067 | 2423.224
Sales Revenue | 0 | 0 | 0 | 0 | 0 | 0 | 0 | 0 | 0
(*) Costs include only those items that are important for determining incremental cost of pollution control (industrial boiler costs are included)
15c Annual Transmission Activity (*)
[GWh] Transmitted Out Existing Lines | 5585.6374 | 11306.2045 | 9027.1313 | 6785.3206 | 10730.1844 | 10987.3393 | 16626.3585 | 17304.8657 | 22043.7682
[GWh] Transmitted Out New Builds | 0 | 0 | 0 | 0 | 0 | 0 | 0 | 0 | 0
[MW] Transferred Out Existing Lines | 273 | 275 | 491.8666 | 494.8195 | 549.4925 | 663.4827 | 886.146 | 1089.299 | 1191.515
[MW] Transferred Out New Builds | 0 | 0 | 0 | 0 | 0 | 0 | 0 | 0 | 0
Book [MW] of Transmission Builds | 0 | 0 | 0 | 0 | 0 | 0 | 0 | 0 | 0
[GWh] Transmitted Out All Lines | 5585.6374 | 11306.2045 | 9027.1313 | 6785.3206 | 10730.1844 | 10987.3393 | 16626.3585 | 17304.8657 | 22043.7682
[MW] Transferred Out All Lines | 273 | 275 | 491.8666 | 494.8195 | 549.4925 | 663.4827 | 886.146 | 1089.299 | 1191.515
16. Emissions
CO2 Thousand Tons | 5346.0426 | 5183.1072 | 4705.2704 | 4463.8824 | 4880.4214 | 6749.2243 | 7545.179 | 6359.9206 | 7528.7428
NOX Thousand Tons | 23.6124 | 40.1214 | 36.9041 | 35.0108 | 38.2778 | 27.3766 | 33.6193 | 24.322 | 7.9954
SO2 Thousand Tons | 10.2948 | 1.1402 | 0.75486 | 0.71613 | 0.78296 | 2.0414 | 2.1691 | 1.9789 | 1.645
(**) Industrial Boiler emissions are included
17. Fuel Consumption by Fuel and Fuel Type [TBtu]
Fuel Type | 2017 | 2018 | 2019 | 2020 | 2023 | 2026 | 2030 | 2035 | 2040
Biomass | 0.010052 | 0.010052 | 0.010052 | 0.010052 | 0.010052 | 0.010052 | 0.58852 | 0.58852 | 0.58852
Coal | 0 | 0 | 0 | 0 | 0 | 29.6939 | 29.6939 | 29.6939 | 29.6939
Gas | 35.8097 | 78.1225 | 72.1177 | 68.418 | 74.8023 | 53.1617 | 65.3612 | 47.1925 | 15.2872
Oil | 33.6889 | 0.95604 | 0 | 0 | 0 | 0 | 0 | 0.0018965 | 40.6326
Other | 0 | 0 | 0 | 0 | 0 | 0 | 0 | 0 | 0
Sun | 0 | 0 | 0 | 0 | 0 | 0 | 0 | 0 | 0
Uranium | 0 | 0 | 0 | 0 | 0 | 0 | 0 | 49.3124 | 49.3124
Water | 0 | 0 | 0 | 0 | 0 | 0 | 0 | 0 | 0
Wind | 0 | 0 | 0 | 0 | 0 | 0 | 0 | 0 | 0

## LowREHighCost
Back to Contents
| 2017 | 2018 | 2019 | 2020 | 2023 | 2026 | 2030 | 2035 | 2040
1. Reserve Margin Capacity Annual [MW] | 3348.7611 | 4649.4823 | 4557.3801 | 5132.3801 | 5032.5001 | 5108.217 | 5722.425 | 6338.828 | 7814.596
Plus Firm Contract Purchases Annual [MW] | 0 | 0 | 0 | 0 | 0 | 0 | 0 | 0 | 0
Plus Transmission In Annual [MW] | 173 | 173 | 449.625 | 509.2398 | 639.0974 | 772.7542 | 1230.713 | 1730.6208 | 2245.2191
Less Firm Contract Sales Annual [MW] | 0 | 0 | 0 | 0 | 0 | 0 | 0 | 0 | 0
Less Transmission Out Annual [MW] | 273 | 275 | 553.665 | 615.3608 | 752.6952 | 954.0177 | 1502.892 | 2059.917 | 2595.6561
Total Reserve Margin Capacity Annual [MW] | 3248.7611 | 4547.4823 | 4453.3401 | 5026.2591 | 4918.9023 | 4926.9535 | 5450.246 | 6009.5318 | 7464.159
2. Peak Load Annual [MW] | 2125.5848 | 2343.4823 | 2495.3444 | 2676.8074 | 3315.6893 | 3678.7853 | 4262.1748 | 5225.6801 | 6490.573
Less DSM [MW] | 0 | 0 | 0 | 0 | 0 | 0 | 0 | 0 | 0
Net Demand Annual [MW] | 2125.5848 | 2343.4823 | 2495.3444 | 2676.8074 | 3315.6893 | 3678.7853 | 4262.1748 | 5225.6801 | 6490.573
3. Reserve Margin Annual [%] | 52.8408 | 94.0481 | 78.466 | 87.7707 | 48.3523 | 33.9288 | 27.8748 | 15 | 15
3a.Local Reserves Annual [%] | 157.5454 | 198.4006 | 182.6353 | 191.7351 | 151.7784 | 138.8561 | 134.2607 | 121.3015 | 120.3992
4. Total Generation [GWh] | 13918.8429 | 15531.5318 | 17387.3068 | 18069.4387 | 23370.6918 | 26198.5205 | 30667.9968 | 37352.4896 | 45790.2492
Inter-Region Transmission [GWh] | 378.6315 | 370.9512 | -441.5621 | 283.7237 | -278.1665 | -718.4019 | -1320.2731 | -1622.8296 | -1679.9116
Pumping & Storage Losses [GWh] | 0 | 0 | 0 | 0 | 0 | 0 | 0 | 0 | 0
Plus Purchases [GWh] | 0 | 0 | 0 | 0 | 0 | 0 | 0 | 0 | 0
Less Sales [GWh] | 0 | 0 | 0 | 0 | 0 | 0 | 0 | 0 | 0
5. Total Supply for Demand [GWh] | 14297.4745 | 15902.4831 | 16945.7447 | 18353.1624 | 23092.5253 | 25480.1186 | 29347.7237 | 35729.66 | 44110.3375
6. Projected Demand [GWh] | 14297.4757 | 15902.4844 | 16945.7435 | 18353.1626 | 23092.5252 | 25480.1178 | 29347.7268 | 35729.6604 | 44110.3475
Energy Not Served [GWh] | 0 | 0 | 0 | 0 | 0 | 0 | 0 | 0 | 0
Less DSM [GWh] | 0 | 0 | 0 | 0 | 0 | 0 | 0 | 0 | 0
Energy Demand Response [GWh] | 0 | 0 | 0 | 0 | 0 | 0 | 0 | 0 | 0
Net Demand [GWh] | 14297.4757 | 15902.4844 | 16945.7435 | 18353.1626 | 23092.5252 | 25480.1178 | 29347.7268 | 35729.6604 | 44110.3475
7. Dumped Energy [GWh] | -0.0012645 | -0.0013247 | 0.0012463 | -0.00015611 | 6.3873e-05 | 0.00078401 | -0.0031355 | -0.00033514 | -0.0099174
8. Total Generation [GWh] | 13918.8429 | 15531.5318 | 17387.3068 | 18069.4387 | 23370.6918 | 26198.5205 | 30667.9968 | 37352.4896 | 45790.2492
Less T&D Losses [GWh] | 0 | 0 | 0 | 0 | 0 | 0 | 0 | 0 | 0
9. Total Sales [GWh] | 13918.8429 | 15531.5318 | 17387.3068 | 18069.4387 | 23370.6918 | 26198.5205 | 30667.9968 | 37352.4896 | 45790.2492
10. Capacity by Capacity Reporting Type [MW]
01 Potential Build Oil/Gas Combined Cycle | 0 | 0 | 0 | 0 | 0 | 0 | 0 | 701.403 | 2132.171
01 Oil/Gas Combined Cycle | 1492 | 2160 | 2350 | 2350 | 2350 | 1900 | 1900 | 1900 | 1900
02 Potential Build Biogas | 0 | 0 | 0 | 0 | 0 | 0 | 0 | 0 | 0
02 Gas Combustion Turbine | 455 | 504.92 | 504.92 | 504.92 | 455 | 455 | 455 | 455 | 455
02 MSW - Landfill Gas | 0.1 | 0.1 | 0.1 | 0.1 | 0.1 | 0.1 | 0.1 | 0.1 | 0.1
02 Oil Combustion | 221 | 221 | 221 | 221 | 188.5 | 188.5 | 188.5 | 88.5 | 88.5
02 Potential Build Oil/Gas Combustion | 0 | 0 | 0 | 0 | 0 | 0 | 0 | 0 | 0
02 Oil/Gas Combustion | 394.96 | 394.96 | 772.46 | 772.46 | 747.5 | 747.5 | 747.5 | 747.5 | 747.5
03 Hydro | 1370 | 1370 | 1370 | 1370 | 1370 | 1370 | 1370 | 1370 | 1370
03 Potential Build Hydro Small | 0 | 0 | 0 | 0 | 0 | 57.5469 | 57.5469 | 57.5469 | 57.5469
04 Potential Build Nuclear | 0 | 0 | 0 | 0 | 0 | 0 | 0 | 0 | 0
05 Potential Build Interruptible | 129.301 | 217.102 | 0 | 0 | 0 | 0 | 0 | 0 | 0
06 Potential Build Solar PV | 0 | 0 | 47.1565 | 103.6409 | 353.6409 | 558.6409 | 953.6409 | 1288.6409 | 1923.6409
06 Solar PV | 19.8 | 19.8 | 19.8 | 19.8 | 19.8 | 19.8 | 19.8 | 19.8 | 1.8
06 Potential Build Solar PV with storage | 0 | 0 | 0 | 0 | 0 | 0 | 185 | 185 | 335
07 Potential Build Biomass Combustion | 0 | 0 | 0 | 0 | 0 | 0 | 0 | 0 | 0
07 Potential Build Coal | 0 | 0 | 0 | 0 | 0 | 453.17 | 1001.878 | 1001.878 | 1001.878
08 Potential Build Wind | 0 | 0 | 0 | 75 | 150 | 300 | 400 | 550 | 550
Total | 4082.161 | 4887.882 | 5285.4365 | 5416.9209 | 5634.5409 | 6050.2577 | 7278.9658 | 8365.3687 | 10563.1367
(**) Ind. Boiler capacity in MMBtu/hr, not included in the total
11. Capacity Additions and Changes by Capacity Reporting Type [MW]
01 Potential Build Oil/Gas Combined Cycle | 0 | 0 | 0 | 0 | 0 | 0 | 0 | 701.403 | 1430.768
01 Oil/Gas Combined Cycle | 0 | 0 | 0 | 0 | 0 | 0 | 0 | 0 | 0
02 Potential Build Biogas | 0 | 0 | 0 | 0 | 0 | 0 | 0 | 0 | 0
02 Gas Combustion Turbine | 0 | 0 | 0 | 0 | 0 | 0 | 0 | 0 | 0
02 MSW - Landfill Gas | 0 | 0 | 0 | 0 | 0 | 0 | 0 | 0 | 0
02 Oil Combustion | 0 | 0 | 0 | 0 | 0 | 0 | 0 | 0 | 0
02 Potential Build Oil/Gas Combustion | 0 | 0 | 0 | 0 | 0 | 0 | 0 | 0 | 0
02 Oil/Gas Combustion | 0 | 0 | 0 | 0 | 0 | 0 | 0 | 0 | 0
03 Hydro | 0 | 0 | 0 | 0 | 0 | 0 | 0 | 0 | 0
03 Potential Build Hydro Small | 0 | 0 | 0 | 0 | 0 | 57.5469 | 0 | 0 | 0
04 Potential Build Nuclear | 0 | 0 | 0 | 0 | 0 | 0 | 0 | 0 | 0
05 Potential Build Interruptible | 129.301 | 217.102 | 0 | 0 | 0 | 0 | 0 | 0 | 0
06 Potential Build Solar PV | 0 | 0 | 47.1565 | 56.4843 | 250 | 205 | 395 | 335 | 635
06 Solar PV | 0 | 0 | 0 | 0 | 0 | 0 | 0 | 0 | 0
06 Potential Build Solar PV with storage | 0 | 0 | 0 | 0 | 0 | 0 | 185 | 0 | 150
07 Potential Build Biomass Combustion | 0 | 0 | 0 | 0 | 0 | 0 | 0 | 0 | 0
07 Potential Build Coal | 0 | 0 | 0 | 0 | 0 | 453.17 | 548.708 | 0 | 0
08 Potential Build Wind | 0 | 0 | 0 | 75 | 75 | 150 | 100 | 150 | 0
Total | 129.301 | 217.102 | 47.1565 | 131.4844 | 325 | 865.7169 | 1228.708 | 1186.403 | 2215.768
(**) Ind. Boiler capacity in MMBtu/hr, not included in the total
12. Generation by Capacity Reporting Type [GWh]
01 Potential Build Oil/Gas Combined Cycle | 0 | 0 | 0 | 0 | 0 | 0 | 0 | 5529.8639 | 16810.0283
01 Oil/Gas Combined Cycle | 8256.8462 | 10430.0754 | 9104.2952 | 9170.4138 | 13453.7253 | 12066.413 | 11460.967 | 11800.2275 | 7956.4969
02 Potential Build Biogas | 0 | 0 | 0 | 0 | 0 | 0 | 0 | 0 | 0
02 Gas Combustion Turbine | 418.5857 | 0 | 1813.32 | 0 | 0 | 0 | 0 | 15.7808 | 5.0166
02 MSW - Landfill Gas | 0.7446 | 0.7446 | 0.7446 | 0 | 0.7446 | 0.7446 | 0.7446 | 0.7446 | 0.7446
02 Oil Combustion | 63.882 | 0 | 0 | 0 | 0 | 0 | 0 | 0 | 0
02 Potential Build Oil/Gas Combustion | 0 | 0 | 0 | 0 | 0 | 0 | 0 | 0 | 0
02 Oil/Gas Combustion | 78.0728 | 0 | 900.307 | 3075.417 | 3075.417 | 3075.417 | 3075.4168 | 3075.417 | 3075.417
03 Hydro | 5073.9827 | 5073.9827 | 5474.3847 | 5474.383 | 5974.8829 | 5974.8824 | 5974.8826 | 5974.8824 | 5974.8828
03 Potential Build Hydro Small | 0 | 0 | 0 | 0 | 0 | 214.2471 | 214.2471 | 214.2471 | 214.2471
04 Potential Build Nuclear | 0 | 0 | 0 | 0 | 0 | 0 | 0 | 0 | 0
05 Potential Build Interruptible | 0 | 0 | 0 | 0 | 0 | 0 | 0 | 0 | 0
06 Potential Build Solar PV | 0 | 0 | 67.5263 | 147.3433 | 488.8879 | 765.172 | 1286.3935 | 1735.6761 | 2581.6558
06 Solar PV | 26.7291 | 26.7291 | 26.7291 | 26.7291 | 26.7291 | 26.7291 | 26.7291 | 26.7291 | 2.7132
06 Potential Build Solar PV with storage | 0 | 0 | 0 | 0 | 0 | 0 | 234.4884 | 234.4884 | 424.6142
07 Potential Build Biomass Combustion | 0 | 0 | 0 | 0 | 0 | 0 | 0 | 0 | 0
07 Potential Build Coal | 0 | 0 | 0 | 0 | 0 | 3374.3053 | 7459.981 | 7459.981 | 7459.981
08 Potential Build Wind | 0 | 0 | 0 | 175.1525 | 350.305 | 700.61 | 934.1467 | 1284.4517 | 1284.4517
Total | 13918.8429 | 15531.5318 | 17387.3068 | 18069.4387 | 23370.6918 | 26198.5205 | 30667.9968 | 37352.4896 | 45790.2492
(**) Ind. Boiler generation in BBtu, not included in the total
12a. Generation by Fuel Type [GWh]
Biomass | 0.7446 | 0.7446 | 0.7446 | 0 | 0.7446 | 0.7446 | 0.7446 | 0.7446 | 0.7446
Coal | 0 | 0 | 0 | 0 | 0 | 3374.3053 | 7459.981 | 7459.981 | 7459.981
Gas | 4922.6857 | 10430.0754 | 11817.9222 | 12245.8308 | 16529.1423 | 15141.83 | 14536.3838 | 20421.2892 | 27846.9588
Oil | 3894.7009 | 0 | 0 | 0 | 0 | 0 | 0 | 0 | 0
Other | 0 | 0 | 0 | 0 | 0 | 0 | 0 | 0 | 0
Sun | 26.7291 | 26.7291 | 94.2553 | 174.0723 | 515.617 | 791.9011 | 1547.611 | 1996.8936 | 3008.9831
Uranium | 0 | 0 | 0 | 0 | 0 | 0 | 0 | 0 | 0
Water | 5073.9827 | 5073.9827 | 5474.3847 | 5474.383 | 5974.8829 | 6189.1295 | 6189.1297 | 6189.1295 | 6189.1299
Wind | 0 | 0 | 0 | 175.1525 | 350.305 | 700.61 | 934.1467 | 1284.4517 | 1284.4517
Total | 13918.8429 | 15531.5318 | 17387.3068 | 18069.4387 | 23370.6918 | 26198.5205 | 30667.9968 | 37352.4896 | 45790.2492
13. Generation by Capacity Reporting Type [TBtu]
01 Potential Build Oil/Gas Combined Cycle | 0 | 0 | 0 | 0 | 0 | 0 | 0 | 18.8679 | 57.3558
01 Oil/Gas Combined Cycle | 28.1724 | 35.5874 | 31.0639 | 31.2895 | 45.9041 | 41.1706 | 39.1048 | 40.2624 | 27.1476
02 Potential Build Biogas | 0 | 0 | 0 | 0 | 0 | 0 | 0 | 0 | 0
02 Gas Combustion Turbine | 1.4282 | 0 | 6.187 | 0 | 0 | 0 | 0 | 0.053844 | 0.017117
02 MSW - Landfill Gas | 0.0025406 | 0.0025406 | 0.0025406 | 0 | 0.0025406 | 0.0025406 | 0.0025406 | 0.0025406 | 0.0025406
02 Oil Combustion | 0.21797 | 0 | 0 | 0 | 0 | 0 | 0 | 0 | 0
02 Potential Build Oil/Gas Combustion | 0 | 0 | 0 | 0 | 0 | 0 | 0 | 0 | 0
02 Oil/Gas Combustion | 0.26638 | 0 | 3.0718 | 10.4933 | 10.4933 | 10.4933 | 10.4933 | 10.4933 | 10.4933
03 Hydro | 17.3124 | 17.3124 | 18.6786 | 18.6786 | 20.3863 | 20.3863 | 20.3863 | 20.3863 | 20.3863
03 Potential Build Hydro Small | 0 | 0 | 0 | 0 | 0 | 0.73101 | 0.73101 | 0.73101 | 0.73101
04 Potential Build Nuclear | 0 | 0 | 0 | 0 | 0 | 0 | 0 | 0 | 0
05 Potential Build Interruptible | 0 | 0 | 0 | 0 | 0 | 0 | 0 | 0 | 0
06 Potential Build Solar PV | 0 | 0 | 0.2304 | 0.50274 | 1.6681 | 2.6108 | 4.3892 | 5.9221 | 8.8086
06 Solar PV | 0.0912 | 0.0912 | 0.0912 | 0.0912 | 0.0912 | 0.0912 | 0.0912 | 0.0912 | 0.0092574
06 Potential Build Solar PV with storage | 0 | 0 | 0 | 0 | 0 | 0 | 0.80007 | 0.80007 | 1.4488
07 Potential Build Biomass Combustion | 0 | 0 | 0 | 0 | 0 | 0 | 0 | 0 | 0
07 Potential Build Coal | 0 | 0 | 0 | 0 | 0 | 11.5131 | 25.4535 | 25.4535 | 25.4535
08 Potential Build Wind | 0 | 0 | 0 | 0.59762 | 1.1952 | 2.3905 | 3.1873 | 4.3825 | 4.3825
Total | 47.4911 | 52.9936 | 59.3255 | 61.6529 | 79.7408 | 89.3894 | 104.6392 | 127.4467 | 156.2363
(**) Ind. Boiler generation, not included in the total
14. Capacity Factor by Capacity Reporting Type [%]
01 Potential Build Oil/Gas Combined Cycle | N/A | N/A | N/A | N/A | N/A | N/A | N/A | 90 | 90
01 Oil/Gas Combined Cycle | 63.1744 | 55.1226 | 44.2257 | 44.5468 | 65.3538 | 72.4971 | 68.8595 | 70.8978 | 47.804
02 Potential Build Biogas | N/A | N/A | N/A | N/A | N/A | N/A | N/A | N/A | N/A
02 Gas Combustion Turbine | 10.5019 | 0 | 40.9966 | 0 | 0 | 0 | 0 | 0.39593 | 0.12586
02 MSW - Landfill Gas | 85 | 85 | 85 | 0 | 85 | 85 | 85 | 85 | 85
02 Oil Combustion | 3.2998 | 0 | 0 | 0 | 0 | 0 | 0 | 0 | 0
02 Potential Build Oil/Gas Combustion | N/A | N/A | N/A | N/A | N/A | N/A | N/A | N/A | N/A
02 Oil/Gas Combustion | 2.2565 | 0 | 13.3049 | 45.449 | 46.9666 | 46.9666 | 46.9666 | 46.9666 | 46.9666
03 Hydro | 42.279 | 42.279 | 45.6153 | 45.6153 | 49.7857 | 49.7857 | 49.7857 | 49.7857 | 49.7857
03 Potential Build Hydro Small | N/A | N/A | N/A | N/A | N/A | 42.5 | 42.5 | 42.5 | 42.5
04 Potential Build Nuclear | N/A | N/A | N/A | N/A | N/A | N/A | N/A | N/A | N/A
05 Potential Build Interruptible | 0 | 0 | N/A | N/A | N/A | N/A | N/A | N/A | N/A
06 Potential Build Solar PV | N/A | N/A | 16.3466 | 16.2291 | 15.7813 | 15.6359 | 15.3987 | 15.3756 | 15.3204
06 Solar PV | 15.4104 | 15.4104 | 15.4104 | 15.4104 | 15.4104 | 15.4104 | 15.4104 | 15.4104 | 17.2069
06 Potential Build Solar PV with storage | N/A | N/A | N/A | N/A | N/A | N/A | 14.4692 | 14.4692 | 14.4692
07 Potential Build Biomass Combustion | N/A | N/A | N/A | N/A | N/A | N/A | N/A | N/A | N/A
07 Potential Build Coal | N/A | N/A | N/A | N/A | N/A | 85 | 85 | 85 | 85
08 Potential Build Wind | N/A | N/A | N/A | 26.6594 | 26.6594 | 26.6594 | 26.6594 | 26.6594 | 26.6594
Average | 38.9232 | 36.2735 | 37.5532 | 38.0792 | 47.3488 | 49.4309 | 48.0963 | 50.9718 | 49.4853
(**) Ind. Boilers not included in the average
15. Total Annual Production Cost [Million US2016$](*)
Variable O&M | 42.517 | 48.5644 | 53.0709 | 55.3088 | 72.8445 | 88.7629 | 110.7977 | 131.3002 | 150.3054
Fixed O&M | 103.6056 | 148.842 | 161.93 | 166.8341 | 172.8864 | 137 | 192.313 | 217.0126 | 258.4991
Fuel | 576.516 | 661.3931 | 831.0153 | 799.3295 | 1189.8855 | 1252.2793 | 1365.7433 | 2286.2677 | 3601.4562
Capital | 840.4565 | 1411.163 | 6.3305 | 19.694 | 51.6216 | 258.1578 | 510.1265 | 626.7105 | 845.8749
Pollutant Transport & Storage | 0 | 0 | 0 | 0 | 0 | 0 | 0 | 0 | 0
Total | 1563.0951 | 2269.9625 | 1052.3468 | 1041.1664 | 1487.238 | 1736.2 | 2178.9804 | 3261.2909 | 4856.1355
Sales Revenue | 0 | 0 | 0 | 0 | 0 | 0 | 0 | 0 | 0
(*) Costs include only those items that are important for determining incremental cost of pollution control (industrial boiler costs are included)
15c Annual Transmission Activity (*)
[GWh] Transmitted Out Existing Lines | 6622.4723 | 10044.4803 | 7636.296 | 10133.249 | 9586.8039 | 14356.1354 | 21683.7584 | 21317.9217 | 24255.0422
[GWh] Transmitted Out New Builds | 0 | 0 | 0 | 0 | 0 | 0 | 0 | 0 | 0
[MW] Transferred Out Existing Lines | 273 | 275 | 553.665 | 615.3608 | 752.6952 | 954.0177 | 1502.892 | 2059.917 | 2595.6561
[MW] Transferred Out New Builds | 0 | 0 | 0 | 0 | 0 | 0 | 0 | 0 | 0
Book [MW] of Transmission Builds | 0 | 0 | 0 | 0 | 0 | 0 | 0 | 0 | 0
[GWh] Transmitted Out All Lines | 6622.4723 | 10044.4803 | 7636.296 | 10133.249 | 9586.8039 | 14356.1354 | 21683.7584 | 21317.9217 | 24255.0422
[MW] Transferred Out All Lines | 273 | 275 | 553.665 | 615.3608 | 752.6952 | 954.0177 | 1502.892 | 2059.917 | 2595.6561
16. Emissions
CO2 Thousand Tons | 5266.9711 | 5384.3771 | 6516.9418 | 6280.8791 | 8410.9782 | 10925.544 | 14569.8027 | 17384.6154 | 20815.7608
NOX Thousand Tons | 24.5805 | 42.2304 | 51.1133 | 49.2618 | 65.9685 | 60.132 | 57.7676 | 64.4579 | 59.982
SO2 Thousand Tons | 9.7299 | 0.8638 | 1.0455 | 1.0076 | 1.3494 | 2.7114 | 4.4568 | 4.9084 | 5.4588
(**) Industrial Boiler emissions are included
17. Fuel Consumption by Fuel and Fuel Type [TBtu]
Fuel Type | 2017 | 2018 | 2019 | 2020 | 2023 | 2026 | 2030 | 2035 | 2040
Biomass | 0.010052 | 0.010052 | 0.010052 | 0 | 0.010052 | 0.010052 | 0.010052 | 0.010052 | 0.010052
Coal | 0 | 0 | 0 | 0 | 0 | 29.6939 | 65.6478 | 65.6478 | 65.6478
Gas | 38.2185 | 82.5264 | 99.8852 | 96.2671 | 128.9151 | 117.1722 | 112.1432 | 155.2858 | 207.875
Oil | 31.0646 | 0 | 0 | 0 | 0 | 0 | 0 | 0 | 0
Other | 0 | 0 | 0 | 0 | 0 | 0 | 0 | 0 | 0
Sun | 0 | 0 | 0 | 0 | 0 | 0 | 0 | 0 | 0
Uranium | 0 | 0 | 0 | 0 | 0 | 0 | 0 | 0 | 0
Water | 0 | 0 | 0 | 0 | 0 | 0 | 0 | 0 | 0
Wind | 0 | 0 | 0 | 0 | 0 | 0 | 0 | 0 | 0

## LowConCapCost
Back to Contents
| 2017 | 2018 | 2019 | 2020 | 2023 | 2026 | 2030 | 2035 | 2040
1. Reserve Margin Capacity Annual [MW] | 3348.7611 | 4649.4823 | 4557.3801 | 5132.3801 | 5032.5001 | 5108.217 | 5722.425 | 6338.828 | 7814.596
Plus Firm Contract Purchases Annual [MW] | 0 | 0 | 0 | 0 | 0 | 0 | 0 | 0 | 0
Plus Transmission In Annual [MW] | 173 | 173 | 449.625 | 509.2398 | 639.0974 | 772.7542 | 1230.713 | 1730.6208 | 2245.2191
Less Firm Contract Sales Annual [MW] | 0 | 0 | 0 | 0 | 0 | 0 | 0 | 0 | 0
Less Transmission Out Annual [MW] | 273 | 275 | 553.665 | 615.3608 | 752.6952 | 954.0177 | 1502.892 | 2059.917 | 2595.6561
Total Reserve Margin Capacity Annual [MW] | 3248.7611 | 4547.4823 | 4453.3401 | 5026.2591 | 4918.9023 | 4926.9535 | 5450.246 | 6009.5318 | 7464.159
2. Peak Load Annual [MW] | 2125.5848 | 2343.4823 | 2495.3444 | 2676.8074 | 3315.6893 | 3678.7853 | 4262.1748 | 5225.6801 | 6490.573
Less DSM [MW] | 0 | 0 | 0 | 0 | 0 | 0 | 0 | 0 | 0
Net Demand Annual [MW] | 2125.5848 | 2343.4823 | 2495.3444 | 2676.8074 | 3315.6893 | 3678.7853 | 4262.1748 | 5225.6801 | 6490.573
3. Reserve Margin Annual [%] | 52.8408 | 94.0481 | 78.466 | 87.7707 | 48.3523 | 33.9288 | 27.8748 | 15 | 15
3a.Local Reserves Annual [%] | 157.5454 | 198.4006 | 182.6353 | 191.7351 | 151.7784 | 138.8561 | 134.2607 | 121.3015 | 120.3992
4. Total Generation [GWh] | 13918.8428 | 15531.5331 | 17387.3054 | 18069.4391 | 23370.6916 | 26198.5184 | 30667.9969 | 37352.4903 | 45790.25
Inter-Region Transmission [GWh] | 378.6317 | 370.9515 | -441.5621 | 283.7237 | -278.1664 | -718.4018 | -1320.2729 | -1622.8294 | -1679.9113
Pumping & Storage Losses [GWh] | 0 | 0 | 0 | 0 | 0 | 0 | 0 | 0 | 0
Plus Purchases [GWh] | 0 | 0 | 0 | 0 | 0 | 0 | 0 | 0 | 0
Less Sales [GWh] | 0 | 0 | 0 | 0 | 0 | 0 | 0 | 0 | 0
5. Total Supply for Demand [GWh] | 14297.4745 | 15902.4846 | 16945.7433 | 18353.1628 | 23092.5252 | 25480.1167 | 29347.724 | 35729.6609 | 44110.3387
6. Projected Demand [GWh] | 14297.4757 | 15902.4844 | 16945.7435 | 18353.1626 | 23092.5252 | 25480.1178 | 29347.7268 | 35729.6604 | 44110.3475
Energy Not Served [GWh] | 0 | 0 | 0 | 0 | 0 | 0 | 0 | 0 | 0
Less DSM [GWh] | 0 | 0 | 0 | 0 | 0 | 0 | 0 | 0 | 0
Energy Demand Response [GWh] | 0 | 0 | 0 | 0 | 0 | 0 | 0 | 0 | 0
Net Demand [GWh] | 14297.4757 | 15902.4844 | 16945.7435 | 18353.1626 | 23092.5252 | 25480.1178 | 29347.7268 | 35729.6604 | 44110.3475
7. Dumped Energy [GWh] | -0.0012132 | 0.00021028 | -0.00019485 | 0.00020106 | 8.4931e-06 | -0.0011235 | -0.0028065 | 0.0005302 | -0.0087917
8. Total Generation [GWh] | 13918.8428 | 15531.5331 | 17387.3054 | 18069.4391 | 23370.6916 | 26198.5184 | 30667.9969 | 37352.4903 | 45790.25
Less T&D Losses [GWh] | 0 | 0 | 0 | 0 | 0 | 0 | 0 | 0 | 0
9. Total Sales [GWh] | 13918.8428 | 15531.5331 | 17387.3054 | 18069.4391 | 23370.6916 | 26198.5184 | 30667.9969 | 37352.4903 | 45790.25
10. Capacity by Capacity Reporting Type [MW]
01 Potential Build Oil/Gas Combined Cycle | 0 | 0 | 0 | 0 | 0 | 0 | 0 | 701.403 | 2132.171
01 Oil/Gas Combined Cycle | 1492 | 2160 | 2350 | 2350 | 2350 | 1900 | 1900 | 1900 | 1900
02 Potential Build Biogas | 0 | 0 | 0 | 0 | 0 | 0 | 0 | 0 | 0
02 Gas Combustion Turbine | 455 | 504.92 | 504.92 | 504.92 | 455 | 455 | 455 | 455 | 455
02 MSW - Landfill Gas | 0.1 | 0.1 | 0.1 | 0.1 | 0.1 | 0.1 | 0.1 | 0.1 | 0.1
02 Oil Combustion | 221 | 221 | 221 | 221 | 188.5 | 188.5 | 188.5 | 88.5 | 88.5
02 Potential Build Oil/Gas Combustion | 0 | 0 | 0 | 0 | 0 | 0 | 0 | 0 | 0
02 Oil/Gas Combustion | 394.96 | 394.96 | 772.46 | 772.46 | 747.5 | 747.5 | 747.5 | 747.5 | 747.5
03 Hydro | 1370 | 1370 | 1370 | 1370 | 1370 | 1370 | 1370 | 1370 | 1370
03 Potential Build Hydro Small | 0 | 0 | 0 | 0 | 0 | 57.5469 | 57.5469 | 57.5469 | 57.5469
04 Potential Build Nuclear | 0 | 0 | 0 | 0 | 0 | 0 | 0 | 0 | 0
05 Potential Build Interruptible | 129.301 | 217.102 | 0 | 0 | 0 | 0 | 0 | 0 | 0
06 Potential Build Solar PV | 0 | 0 | 47.1565 | 103.6409 | 353.6409 | 558.6409 | 953.6409 | 1288.6409 | 1923.6409
06 Solar PV | 19.8 | 19.8 | 19.8 | 19.8 | 19.8 | 19.8 | 19.8 | 19.8 | 1.8
06 Potential Build Solar PV with storage | 0 | 0 | 0 | 0 | 0 | 0 | 185 | 185 | 335
07 Potential Build Biomass Combustion | 0 | 0 | 0 | 0 | 0 | 0 | 0 | 0 | 0
07 Potential Build Coal | 0 | 0 | 0 | 0 | 0 | 453.17 | 1001.878 | 1001.878 | 1001.878
08 Potential Build Wind | 0 | 0 | 0 | 75 | 150 | 300 | 400 | 550 | 550
Total | 4082.161 | 4887.882 | 5285.4365 | 5416.9209 | 5634.5409 | 6050.2577 | 7278.9658 | 8365.3687 | 10563.1367
(**) Ind. Boiler capacity in MMBtu/hr, not included in the total
11. Capacity Additions and Changes by Capacity Reporting Type [MW]
01 Potential Build Oil/Gas Combined Cycle | 0 | 0 | 0 | 0 | 0 | 0 | 0 | 701.403 | 1430.768
01 Oil/Gas Combined Cycle | 0 | 0 | 0 | 0 | 0 | 0 | 0 | 0 | 0
02 Potential Build Biogas | 0 | 0 | 0 | 0 | 0 | 0 | 0 | 0 | 0
02 Gas Combustion Turbine | 0 | 0 | 0 | 0 | 0 | 0 | 0 | 0 | 0
02 MSW - Landfill Gas | 0 | 0 | 0 | 0 | 0 | 0 | 0 | 0 | 0
02 Oil Combustion | 0 | 0 | 0 | 0 | 0 | 0 | 0 | 0 | 0
02 Potential Build Oil/Gas Combustion | 0 | 0 | 0 | 0 | 0 | 0 | 0 | 0 | 0
02 Oil/Gas Combustion | 0 | 0 | 0 | 0 | 0 | 0 | 0 | 0 | 0
03 Hydro | 0 | 0 | 0 | 0 | 0 | 0 | 0 | 0 | 0
03 Potential Build Hydro Small | 0 | 0 | 0 | 0 | 0 | 57.5469 | 0 | 0 | 0
04 Potential Build Nuclear | 0 | 0 | 0 | 0 | 0 | 0 | 0 | 0 | 0
05 Potential Build Interruptible | 129.301 | 217.102 | 0 | 0 | 0 | 0 | 0 | 0 | 0
06 Potential Build Solar PV | 0 | 0 | 47.1565 | 56.4843 | 250 | 205 | 395 | 335 | 635
06 Solar PV | 0 | 0 | 0 | 0 | 0 | 0 | 0 | 0 | 0
06 Potential Build Solar PV with storage | 0 | 0 | 0 | 0 | 0 | 0 | 185 | 0 | 150
07 Potential Build Biomass Combustion | 0 | 0 | 0 | 0 | 0 | 0 | 0 | 0 | 0
07 Potential Build Coal | 0 | 0 | 0 | 0 | 0 | 453.17 | 548.708 | 0 | 0
08 Potential Build Wind | 0 | 0 | 0 | 75 | 75 | 150 | 100 | 150 | 0
Total | 129.301 | 217.102 | 47.1565 | 131.4844 | 325 | 865.7169 | 1228.708 | 1186.403 | 2215.768
(**) Ind. Boiler capacity in MMBtu/hr, not included in the total
12. Generation by Capacity Reporting Type [GWh]
01 Potential Build Oil/Gas Combined Cycle | 0 | 0 | 0 | 0 | 0 | 0 | 0 | 5529.8639 | 16810.0296
01 Oil/Gas Combined Cycle | 8256.8453 | 10430.0766 | 8873.0474 | 9170.4141 | 13453.7248 | 12066.4125 | 11460.9672 | 11800.2275 | 7956.4973
02 Potential Build Biogas | 0 | 0 | 0 | 0 | 0 | 0 | 0 | 0 | 0
02 Gas Combustion Turbine | 418.5857 | 0 | 1813.32 | 0 | 0 | 0 | 0 | 15.7808 | 5.0166
02 MSW - Landfill Gas | 0.7446 | 0.7446 | 0.7446 | 0 | 0.7446 | 0.7446 | 0.7446 | 0.7446 | 0.7446
02 Oil Combustion | 63.882 | 0 | 0 | 0 | 0 | 0 | 0 | 0 | 0
02 Potential Build Oil/Gas Combustion | 0 | 0 | 0 | 0 | 0 | 0 | 0 | 0 | 0
02 Oil/Gas Combustion | 78.0728 | 0 | 1131.5537 | 3075.417 | 3075.417 | 3075.417 | 3075.4174 | 3075.417 | 3075.417
03 Hydro | 5073.9833 | 5073.9828 | 5474.3843 | 5474.3831 | 5974.8832 | 5974.8808 | 5974.8819 | 5974.8831 | 5974.882
03 Potential Build Hydro Small | 0 | 0 | 0 | 0 | 0 | 214.2471 | 214.2471 | 214.2471 | 214.2471
04 Potential Build Nuclear | 0 | 0 | 0 | 0 | 0 | 0 | 0 | 0 | 0
05 Potential Build Interruptible | 0 | 0 | 0 | 0 | 0 | 0 | 0 | 0 | 0
06 Potential Build Solar PV | 0 | 0 | 67.5263 | 147.3433 | 488.8879 | 765.172 | 1286.3935 | 1735.6761 | 2581.6558
06 Solar PV | 26.7291 | 26.7291 | 26.7291 | 26.7291 | 26.7291 | 26.7291 | 26.7291 | 26.7291 | 2.7132
06 Potential Build Solar PV with storage | 0 | 0 | 0 | 0 | 0 | 0 | 234.4884 | 234.4884 | 424.6142
07 Potential Build Biomass Combustion | 0 | 0 | 0 | 0 | 0 | 0 | 0 | 0 | 0
07 Potential Build Coal | 0 | 0 | 0 | 0 | 0 | 3374.3053 | 7459.981 | 7459.981 | 7459.981
08 Potential Build Wind | 0 | 0 | 0 | 175.1525 | 350.305 | 700.61 | 934.1467 | 1284.4517 | 1284.4517
Total | 13918.8428 | 15531.5331 | 17387.3054 | 18069.4391 | 23370.6916 | 26198.5184 | 30667.9969 | 37352.4903 | 45790.25
(**) Ind. Boiler generation in BBtu, not included in the total
12a. Generation by Fuel Type [GWh]
Biomass | 0.7446 | 0.7446 | 0.7446 | 0 | 0.7446 | 0.7446 | 0.7446 | 0.7446 | 0.7446
Coal | 0 | 0 | 0 | 0 | 0 | 3374.3053 | 7459.981 | 7459.981 | 7459.981
Gas | 4921.7576 | 10430.0766 | 11817.9212 | 12245.8311 | 16529.1418 | 15141.8295 | 14536.3846 | 20421.2892 | 27846.9605
Oil | 3895.6282 | 0 | 0 | 0 | 0 | 0 | 0 | 0 | 0
Other | 0 | 0 | 0 | 0 | 0 | 0 | 0 | 0 | 0
Sun | 26.7291 | 26.7291 | 94.2553 | 174.0723 | 515.617 | 791.9011 | 1547.611 | 1996.8936 | 3008.9831
Uranium | 0 | 0 | 0 | 0 | 0 | 0 | 0 | 0 | 0
Water | 5073.9833 | 5073.9828 | 5474.3843 | 5474.3831 | 5974.8832 | 6189.1279 | 6189.129 | 6189.1302 | 6189.1291
Wind | 0 | 0 | 0 | 175.1525 | 350.305 | 700.61 | 934.1467 | 1284.4517 | 1284.4517
Total | 13918.8428 | 15531.5331 | 17387.3054 | 18069.4391 | 23370.6916 | 26198.5184 | 30667.9969 | 37352.4903 | 45790.25
13. Generation by Capacity Reporting Type [TBtu]
01 Potential Build Oil/Gas Combined Cycle | 0 | 0 | 0 | 0 | 0 | 0 | 0 | 18.8679 | 57.3558
01 Oil/Gas Combined Cycle | 28.1724 | 35.5874 | 30.2748 | 31.2895 | 45.9041 | 41.1706 | 39.1048 | 40.2624 | 27.1476
02 Potential Build Biogas | 0 | 0 | 0 | 0 | 0 | 0 | 0 | 0 | 0
02 Gas Combustion Turbine | 1.4282 | 0 | 6.187 | 0 | 0 | 0 | 0 | 0.053844 | 0.017117
02 MSW - Landfill Gas | 0.0025406 | 0.0025406 | 0.0025406 | 0 | 0.0025406 | 0.0025406 | 0.0025406 | 0.0025406 | 0.0025406
02 Oil Combustion | 0.21797 | 0 | 0 | 0 | 0 | 0 | 0 | 0 | 0
02 Potential Build Oil/Gas Combustion | 0 | 0 | 0 | 0 | 0 | 0 | 0 | 0 | 0
02 Oil/Gas Combustion | 0.26638 | 0 | 3.8609 | 10.4933 | 10.4933 | 10.4933 | 10.4933 | 10.4933 | 10.4933
03 Hydro | 17.3124 | 17.3124 | 18.6786 | 18.6786 | 20.3863 | 20.3863 | 20.3863 | 20.3863 | 20.3863
03 Potential Build Hydro Small | 0 | 0 | 0 | 0 | 0 | 0.73101 | 0.73101 | 0.73101 | 0.73101
04 Potential Build Nuclear | 0 | 0 | 0 | 0 | 0 | 0 | 0 | 0 | 0
05 Potential Build Interruptible | 0 | 0 | 0 | 0 | 0 | 0 | 0 | 0 | 0
06 Potential Build Solar PV | 0 | 0 | 0.2304 | 0.50274 | 1.6681 | 2.6108 | 4.3892 | 5.9221 | 8.8086
06 Solar PV | 0.0912 | 0.0912 | 0.0912 | 0.0912 | 0.0912 | 0.0912 | 0.0912 | 0.0912 | 0.0092574
06 Potential Build Solar PV with storage | 0 | 0 | 0 | 0 | 0 | 0 | 0.80007 | 0.80007 | 1.4488
07 Potential Build Biomass Combustion | 0 | 0 | 0 | 0 | 0 | 0 | 0 | 0 | 0
07 Potential Build Coal | 0 | 0 | 0 | 0 | 0 | 11.5131 | 25.4535 | 25.4535 | 25.4535
08 Potential Build Wind | 0 | 0 | 0 | 0.59762 | 1.1952 | 2.3905 | 3.1873 | 4.3825 | 4.3825
Total | 47.4911 | 52.9936 | 59.3255 | 61.6529 | 79.7408 | 89.3893 | 104.6392 | 127.4467 | 156.2363
(**) Ind. Boiler generation, not included in the total
14. Capacity Factor by Capacity Reporting Type [%]
01 Potential Build Oil/Gas Combined Cycle | N/A | N/A | N/A | N/A | N/A | N/A | N/A | 90 | 90
01 Oil/Gas Combined Cycle | 63.1744 | 55.1226 | 43.1023 | 44.5468 | 65.3538 | 72.4971 | 68.8595 | 70.8978 | 47.804
02 Potential Build Biogas | N/A | N/A | N/A | N/A | N/A | N/A | N/A | N/A | N/A
02 Gas Combustion Turbine | 10.5019 | 0 | 40.9966 | 0 | 0 | 0 | 0 | 0.39593 | 0.12586
02 MSW - Landfill Gas | 85 | 85 | 85 | 0 | 85 | 85 | 85 | 85 | 85
02 Oil Combustion | 3.2998 | 0 | 0 | 0 | 0 | 0 | 0 | 0 | 0
02 Potential Build Oil/Gas Combustion | N/A | N/A | N/A | N/A | N/A | N/A | N/A | N/A | N/A
02 Oil/Gas Combustion | 2.2565 | 0 | 16.7223 | 45.449 | 46.9666 | 46.9666 | 46.9666 | 46.9666 | 46.9666
03 Hydro | 42.279 | 42.279 | 45.6153 | 45.6153 | 49.7857 | 49.7857 | 49.7857 | 49.7857 | 49.7857
03 Potential Build Hydro Small | N/A | N/A | N/A | N/A | N/A | 42.5 | 42.5 | 42.5 | 42.5
04 Potential Build Nuclear | N/A | N/A | N/A | N/A | N/A | N/A | N/A | N/A | N/A
05 Potential Build Interruptible | 0 | 0 | N/A | N/A | N/A | N/A | N/A | N/A | N/A
06 Potential Build Solar PV | N/A | N/A | 16.3466 | 16.2291 | 15.7813 | 15.6359 | 15.3987 | 15.3756 | 15.3204
06 Solar PV | 15.4104 | 15.4104 | 15.4104 | 15.4104 | 15.4104 | 15.4104 | 15.4104 | 15.4104 | 17.2069
06 Potential Build Solar PV with storage | N/A | N/A | N/A | N/A | N/A | N/A | 14.4692 | 14.4692 | 14.4692
07 Potential Build Biomass Combustion | N/A | N/A | N/A | N/A | N/A | N/A | N/A | N/A | N/A
07 Potential Build Coal | N/A | N/A | N/A | N/A | N/A | 85 | 85 | 85 | 85
08 Potential Build Wind | N/A | N/A | N/A | 26.6594 | 26.6594 | 26.6594 | 26.6594 | 26.6594 | 26.6594
Average | 38.9232 | 36.2735 | 37.5532 | 38.0792 | 47.3488 | 49.4309 | 48.0963 | 50.9718 | 49.4853
(**) Ind. Boilers not included in the average
15. Total Annual Production Cost [Million US2016$](*)
Variable O&M | 42.517 | 48.5644 | 53.0709 | 55.3088 | 72.8445 | 88.7629 | 110.7977 | 131.3002 | 150.2721
Fixed O&M | 103.6056 | 148.842 | 161.93 | 166.8341 | 172.8864 | 137 | 192.313 | 217.0126 | 258.4991
Fuel | 576.516 | 661.3932 | 831.0152 | 799.3295 | 1087.6166 | 1112.9382 | 1194.7534 | 1764.8032 | 2568.3381
Capital | 840.4565 | 1411.163 | 6.3305 | 25.0835 | 64.814 | 273.044 | 519.4333 | 620.3789 | 789.8175
Pollutant Transport & Storage | 0 | 0 | 0 | 0 | 0 | 0 | 0 | 0 | 0
Total | 1563.0951 | 2269.9626 | 1052.3467 | 1046.5559 | 1398.1616 | 1611.745 | 2017.2974 | 2733.4949 | 3766.9268
Sales Revenue | 0 | 0 | 0 | 0 | 0 | 0 | 0 | 0 | 0
(*) Costs include only those items that are important for determining incremental cost of pollution control (industrial boiler costs are included)
15c Annual Transmission Activity (*)
[GWh] Transmitted Out Existing Lines | 6722.6921 | 9730.6778 | 8047.4901 | 10240.0386 | 9751.6002 | 15355.7634 | 19416.5703 | 21344.0406 | 24249.6355
[GWh] Transmitted Out New Builds | 0 | 0 | 0 | 0 | 0 | 0 | 0 | 0 | 0
[MW] Transferred Out Existing Lines | 273 | 275 | 553.665 | 615.3608 | 752.6952 | 954.0177 | 1502.892 | 2059.917 | 2595.6561
[MW] Transferred Out New Builds | 0 | 0 | 0 | 0 | 0 | 0 | 0 | 0 | 0
Book [MW] of Transmission Builds | 0 | 0 | 0 | 0 | 0 | 0 | 0 | 0 | 0
[GWh] Transmitted Out All Lines | 6722.6921 | 9730.6778 | 8047.4901 | 10240.0386 | 9751.6002 | 15355.7634 | 19416.5703 | 21344.0406 | 24249.6355
[MW] Transferred Out All Lines | 273 | 275 | 553.665 | 615.3608 | 752.6952 | 954.0177 | 1502.892 | 2059.917 | 2595.6561
16. Emissions
CO2 Thousand Tons | 5266.9708 | 5384.3777 | 6516.9412 | 6280.8792 | 8410.978 | 10925.5437 | 14569.8031 | 17384.6154 | 20817.4041
NOX Thousand Tons | 24.5805 | 42.2304 | 51.1133 | 49.2618 | 65.9685 | 60.132 | 57.7676 | 64.4579 | 59.9949
SO2 Thousand Tons | 9.7299 | 0.8638 | 1.0455 | 1.0076 | 1.3494 | 2.7114 | 4.4568 | 4.9084 | 5.4591
(**) Industrial Boiler emissions are included
17. Fuel Consumption by Fuel and Fuel Type [TBtu]
Fuel Type | 2017 | 2018 | 2019 | 2020 | 2023 | 2026 | 2030 | 2035 | 2040
Biomass | 0.010052 | 0.010052 | 0.010052 | 0 | 0.010052 | 0.010052 | 0.010052 | 0.010052 | 0.010052
Coal | 0 | 0 | 0 | 0 | 0 | 29.6939 | 65.6478 | 65.6478 | 65.6478
Gas | 38.2185 | 82.5264 | 99.8852 | 96.2671 | 128.9151 | 117.1721 | 112.1432 | 155.2858 | 207.9002
Oil | 31.0646 | 0 | 0 | 0 | 0 | 0 | 0 | 0 | 0
Other | 0 | 0 | 0 | 0 | 0 | 0 | 0 | 0 | 0
Sun | 0 | 0 | 0 | 0 | 0 | 0 | 0 | 0 | 0
Uranium | 0 | 0 | 0 | 0 | 0 | 0 | 0 | 0 | 0
Water | 0 | 0 | 0 | 0 | 0 | 0 | 0 | 0 | 0
Wind | 0 | 0 | 0 | 0 | 0 | 0 | 0 | 0 | 0