## Table of Contents
Strategy III: Reference Case Assumptions on demand, technology costs, gas resource availability, RE bounds, TTCs, and RE Targets. Build coal, nuclear, biomass, and biogas plants.
| Contents |  | Plant Details file has the run-year information from the IPM on the following items for each exisiting and new power plants:
0 | RefCase | Column | B | IPM Plant ID
1 | High Demand | Column | C | Plant Name
2 | Low Demand | Column | D-F | Model Region where plant is located, Fuel used, and Capacity type
3 | HighFuelPrice | Column | G-O | Annual Fuel Consumption by year in Tbtu
4 | LowFuelPrice | Column | P-X | Annual Generation in GWh
5 | LtdFuelSupply | Column | Y-AG | FOM in 2016$/kW-year
6 | GreaterFuelSupply | Column | AH-AP | VOM in 2016$/MWh
7 | LtdWater | Column | AQ-AY | Fuel Cost in 2016$/MWh
8 | HighRECapCost | Column | AZ-BH | Available Capacity in MW
9 | LowRECapCost | Column | BI-BQ | Capacity Factor
10 | HighDemandHighCostLowWater | Only for Reference Case, High Demand Case, and Low Demand Case
11 | LowDemandHighCostLowWater | Column | BR-BZ | Total Capital Cost per year in 2016$ for new builds
12 | LowREHighCost | Column | CA-CI | Total Capital Cost per year in 2016$ for new builds in NPV (the annual discount rates converting costs to NPV are shown in row 1)
13 | LowConCapCost | Column | CJ-CK | 10 year and 20 year total capital cost per plant in NPV. Row 2 has the total
|  | Column | CL-CM | 10 year and 20 year total capital cost per plant (no NPV). Row 2 has the total
|  | Column | CN | Indicates whether plant is existing and under-construction or an unplanned build in the model

## RefCase
Bck to Contents | [77 empty] | 90.91% | 82.64% | 75.13% | 68.3% | 56.45% | 42.41% | 31.86% | 19.78% | 12.28% | Cap Cost NPV |  | Cap Cost -- no NPV
|  | Plant Name |  |  |  | FUEL CONSUMPTION | [8 empty] | GENERATION | [8 empty] | FOM (USD/kW-yr | [8 empty] | VOM (USD/MWh) | [8 empty] | Fuel Cost (USD/MWh) | [8 empty] | Available Capacity | [8 empty] | Capacity Factors | [8 empty] | Total Capital Cost | [8 empty] | Total Capital Cost (NPV) | [8 empty] | 1426.0885 | 3700.9568 | 2716.4084 | 12892.0145 | Unplanned? | Plant Name
| UnitID |  | Model Region | Fuel Type | Capacity Type | 2017 | 2018 | 2019 | 2020 | 2023 | 2026 | 2030 | 2035 | 2040 | 2017 | 2018 | 2019 | 2020 | 2023 | 2026 | 2030 | 2035 | 2040 | 2017 | 2018 | 2019 | 2020 | 2023 | 2026 | 2030 | 2035 | 2040 | 2017 | 2018 | 2019 | 2020 | 2023 | 2026 | 2030 | 2035 | 2040 | 2017 | 2018 | 2019 | 2020 | 2023 | 2026 | 2030 | 2035 | 2040 | 2017 | 2018 | 2019 | 2020 | 2023 | 2026 | 2030 | 2035 | 2040 | 2017 | 2018 | 2019 | 2020 | 2023 | 2026 | 2030 | 2035 | 2040 | 2017 | 2018 | 2019 | 2020 | 2023 | 2026 | 2030 | 2035 | 2040 | 2017 | 2018 | 2019 | 2020 | 2023 | 2026 | 2030 | 2035 | 2040 | 10-year | 20-year | 10-year | 20-year
| 1 | CENIT | SouthEast Ghana Group | Oil | Oil Combustion | 0 | 0 | 0 | 0 | 0 | 0 | 0 | 0 | 0 | 0 | 0 | 0 | 0 | 0 | 0 | 0 | 0 | 0 | 11.83 | 11.83 | 11.83 | 11.83 | 11.83 | 11.83 | 11.83 | 0 | 0 | 0 | 0 | 0 | 0 | 0 | 0 | 0 | 0 | 0 | 0 | 0 | 0 | 0 | 0 | 0 | 0 | 0 | 0 | 100 | 100 | 100 | 100 | 100 | 100 | 100 | 0 | 0 | 0% | 0% | 0% | 0% | 0% | 0% | 0% | 0% | 0% | [9 empty] | 0 | 0 | 0 | 0 | 0 | 0 | 0 | 0 | 0 | 0 | 0 | 0 | 0 | Existing & Under Const. Plant
| 2 | Trojan 2B | SouthEast Ghana Group | Oil | Oil Combustion | 0.26958 | 0 | 0 | 0 | 0 | 0 | 0 | 0 | 0 | 31.941 | 0 | 0 | 0 | 0 | 0 | 0 | 0 | 0 | 34 | 34 | 34 | 34 | 0 | 0 | 0 | 0 | 0 | 5.5 | 0 | 0 | 0 | 0 | 0 | 0 | 0 | 0 | 97.9957 | 0 | 0 | 0 | 0 | 0 | 0 | 0 | 0 | 16.25 | 16.25 | 16.25 | 16.25 | 0 | 0 | 0 | 0 | 0 | 22.44% | 0% | 0% | 0% | 0% | 0% | 0% | 0% | 0% | [9 empty] | 0 | 0 | 0 | 0 | 0 | 0 | 0 | 0 | 0 | 0 | 0 | 0 | 0 | Existing & Under Const. Plant
| 3 | Trojan 2A | Ashanti Group | Oil | Oil Combustion | 0.26958 | 0 | 0 | 0 | 0 | 0 | 0 | 0 | 0 | 31.941 | 0 | 0 | 0 | 0 | 0 | 0 | 0 | 0 | 34 | 34 | 34 | 34 | 0 | 0 | 0 | 0 | 0 | 5.5 | 0 | 0 | 0 | 0 | 0 | 0 | 0 | 0 | 108.8196 | 0 | 0 | 0 | 0 | 0 | 0 | 0 | 0 | 16.25 | 16.25 | 16.25 | 16.25 | 0 | 0 | 0 | 0 | 0 | 22.44% | 0% | 0% | 0% | 0% | 0% | 0% | 0% | 0% | [9 empty] | 0 | 0 | 0 | 0 | 0 | 0 | 0 | 0 | 0 | 0 | 0 | 0 | 0 | Existing & Under Const. Plant
| 4 | GP Tarkwa Plant | SouthWest Ghana Group | Oil | Oil Combustion | 0 | 0 | 0 | 0 | 0 | 0 | 0 | 0 | 0 | 0 | 0 | 0 | 0 | 0 | 0 | 0 | 0 | 0 | 17.5 | 17.5 | 17.5 | 17.5 | 17.5 | 17.5 | 17.5 | 17.5 | 17.5 | 0 | 0 | 0 | 0 | 0 | 0 | 0 | 0 | 0 | 0 | 0 | 0 | 0 | 0 | 0 | 0 | 0 | 0 | 33 | 33 | 33 | 33 | 33 | 33 | 33 | 33 | 33 | 0% | 0% | 0% | 0% | 0% | 0% | 0% | 0% | 0% | [9 empty] | 0 | 0 | 0 | 0 | 0 | 0 | 0 | 0 | 0 | 0 | 0 | 0 | 0 | Existing & Under Const. Plant
| 5 | GP Chirano Plant | SouthWest Ghana Group | Oil | Oil Combustion | 0 | 0 | 0 | 0 | 0 | 0 | 0 | 0 | 0 | 0 | 0 | 0 | 0 | 0 | 0 | 0 | 0 | 0 | 17.5 | 17.5 | 17.5 | 17.5 | 17.5 | 17.5 | 17.5 | 17.5 | 17.5 | 0 | 0 | 0 | 0 | 0 | 0 | 0 | 0 | 0 | 0 | 0 | 0 | 0 | 0 | 0 | 0 | 0 | 0 | 30 | 30 | 30 | 30 | 30 | 30 | 30 | 30 | 30 | 0% | 0% | 0% | 0% | 0% | 0% | 0% | 0% | 0% | [9 empty] | 0 | 0 | 0 | 0 | 0 | 0 | 0 | 0 | 0 | 0 | 0 | 0 | 0 | Existing & Under Const. Plant
| 6 | GP Darmang Plant | SouthWest Ghana Group | Oil | Oil Combustion | 0 | 0 | 0 | 0 | 0 | 0 | 0 | 0 | 0 | 0 | 0 | 0 | 0 | 0 | 0 | 0 | 0 | 0 | 17.5 | 17.5 | 17.5 | 17.5 | 17.5 | 17.5 | 17.5 | 17.5 | 17.5 | 0 | 0 | 0 | 0 | 0 | 0 | 0 | 0 | 0 | 0 | 0 | 0 | 0 | 0 | 0 | 0 | 0 | 0 | 25.5 | 25.5 | 25.5 | 25.5 | 25.5 | 25.5 | 25.5 | 25.5 | 25.5 | 0% | 0% | 0% | 0% | 0% | 0% | 0% | 0% | 0% | [9 empty] | 0 | 0 | 0 | 0 | 0 | 0 | 0 | 0 | 0 | 0 | 0 | 0 | 0 | Existing & Under Const. Plant
| 7 | SAPP 2 | SouthEast Ghana Group | Oil/Gas | Oil/Gas Combined Cycle | 9.6772 | 22.9398 | 14.6048 | 7.7484 | 23.5117 | 23.5117 | 23.5117 | 23.5117 | 23.4673 | 1240.6693 | 2941.0061 | 1872.4164 | 993.3857 | 3014.3159 | 3014.316 | 3014.316 | 3014.316 | 3008.6256 | 16 | 16 | 16 | 16 | 16 | 16 | 16 | 16 | 16 | 3.5 | 3.5 | 3.5 | 3.5 | 3.5 | 3.5 | 3.5 | 3.5 | 3.5 | 70.9165 | 62.6503 | 64.8913 | 64.7653 | 65.8788 | 72.8632 | 67.9558 | 72.3669 | 84.9912 | 370 | 370 | 370 | 370 | 370 | 370 | 370 | 370 | 370 | 38.28% | 90.74% | 57.77% | 30.65% | 93% | 93% | 93% | 93% | 92.82% | [9 empty] | 0 | 0 | 0 | 0 | 0 | 0 | 0 | 0 | 0 | 0 | 0 | 0 | 0 | Existing & Under Const. Plant
| 8 | Cenpower | SouthEast Ghana Group | Oil/Gas | Oil/Gas Combined Cycle | 0 | 0.10559 | 3.8158 | 0 | 21.6884 | 21.6884 | 21.6884 | 19.6976 | 19.6189 | 0 | 13.4856 | 487.3369 | 0 | 2769.9119 | 2769.9116 | 2769.9118 | 2515.6628 | 2505.6081 | 0 | 16 | 16 | 16 | 16 | 16 | 16 | 16 | 16 | 0 | 3.5 | 3.5 | 0 | 3.5 | 3.5 | 3.5 | 3.5 | 3.5 | 0 | 64.3626 | 65.1409 | 0 | 69.1391 | 72.6091 | 67.0572 | 77.1366 | 83.3584 | 0 | 340 | 340 | 340 | 340 | 340 | 340 | 340 | 340 | 0% | 0.4528% | 16.36% | 0% | 93% | 93% | 93% | 84.46% | 84.13% | [9 empty] | 0 | 0 | 0 | 0 | 0 | 0 | 0 | 0 | 0 | 0 | 0 | 0 | 0 | Existing & Under Const. Plant
| 9 | KarpowerShip 1 | SouthEast Ghana Group | Oil/Gas | Oil/Gas Combined Cycle | 14.837 | 0 | 0 | 0 | 0 | 0 | 0 | 0 | 0 | 1942.0128 | 0 | 0 | 0 | 0 | 0 | 0 | 0 | 0 | 177.828 | 0 | 0 | 0 | 0 | 0 | 0 | 0 | 0 | 3.5 | 0 | 0 | 0 | 0 | 0 | 0 | 0 | 0 | 67.7182 | 0 | 0 | 0 | 0 | 0 | 0 | 0 | 0 | 247 | 0 | 0 | 0 | 0 | 0 | 0 | 0 | 0 | 89.75% | 0% | 0% | 0% | 0% | 0% | 0% | 0% | 0% | [9 empty] | 0 | 0 | 0 | 0 | 0 | 0 | 0 | 0 | 0 | 0 | 0 | 0 | 0 | Existing & Under Const. Plant
| 10 | AKSA | SouthEast Ghana Group | Oil/Gas | Oil/Gas Combined Cycle | 10.1595 | 0 | 2.8574 | 0 | 10.5495 | 1.4297 | 0.39491 | 0.11499 | 7.3608 | 1195.236 | 0 | 336.1653 | 0 | 1241.1198 | 168.1954 | 46.4599 | 13.5286 | 865.9721 | 16 | 16 | 16 | 16 | 16 | 16 | 16 | 16 | 16 | 3.5 | 0 | 3.5 | 0 | 3.5 | 3.5 | 3.5 | 3.5 | 3.5 | 75.3409 | 0 | 70.7149 | 0 | 78.8373 | 68.1039 | 86.2606 | 68.7908 | 93.7263 | 250 | 375 | 375 | 375 | 375 | 375 | 375 | 375 | 375 | 54.58% | 0% | 10.23% | 0% | 37.78% | 5.12% | 1.414% | 0.4118% | 26.36% | [9 empty] | 0 | 0 | 0 | 0 | 0 | 0 | 0 | 0 | 0 | 0 | 0 | 0 | 0 | Existing & Under Const. Plant
| 11 | TAPCO (T1) | SouthWest Ghana Group | Oil/Gas | Oil/Gas Combined Cycle | 11.645 | 17.1872 | 0 | 17.1872 | 17.1872 | 17.1872 | 16.4714 | 6.0525 | 0.52486 | 1496.2081 | 2208.3 | 0 | 2208.3 | 2208.3 | 2208.3002 | 2116.3251 | 777.6544 | 67.4364 | 18.7 | 18.7 | 18.7 | 18.7 | 18.7 | 18.7 | 18.7 | 18.7 | 18.7 | 5 | 5 | 0 | 5 | 5 | 5 | 5 | 5 | 5 | 57.8919 | 62.3154 | 0 | 64.6242 | 61.2801 | 62.3592 | 63.0192 | 62.5775 | 61.5635 | 305 | 305 | 305 | 305 | 305 | 305 | 305 | 305 | 305 | 56% | 82.65% | 0% | 82.65% | 82.65% | 82.65% | 79.21% | 29.11% | 2.524% | [9 empty] | 0 | 0 | 0 | 0 | 0 | 0 | 0 | 0 | 0 | 0 | 0 | 0 | 0 | Existing & Under Const. Plant
| 12 | TICO (T2) | SouthWest Ghana Group | Oil/Gas | Oil/Gas Combined Cycle | 17.7346 | 17.7346 | 9.5854 | 17.7346 | 17.7346 | 17.7346 | 17.7346 | 17.7346 | 5.6913 | 2382.7199 | 2382.72 | 1287.8378 | 2382.72 | 2382.72 | 2382.72 | 2382.72 | 2382.72 | 764.6455 | 30.94 | 30.94 | 30.94 | 30.94 | 30.94 | 30.94 | 30.94 | 30.94 | 30.94 | 4.9 | 4.9 | 4.9 | 4.9 | 4.9 | 4.9 | 4.9 | 4.9 | 4.9 | 55.8348 | 59.5931 | 61.9213 | 61.8011 | 58.603 | 59.635 | 60.2662 | 59.8438 | 58.8741 | 320 | 320 | 320 | 320 | 320 | 320 | 320 | 320 | 320 | 85% | 85% | 45.94% | 85% | 85% | 85% | 85% | 85% | 27.28% | [9 empty] | 0 | 0 | 0 | 0 | 0 | 0 | 0 | 0 | 0 | 0 | 0 | 0 | 0 | Existing & Under Const. Plant
| 13 | Amandi | SouthWest Ghana Group | Oil/Gas | Oil/Gas Combined Cycle | 0 | 0 | 8.0946 | 1.8706 | 12.0103 | 9.3872 | 6.1088 | 0.44395 | 0.10056 | 0 | 0 | 987.1488 | 228.1177 | 1464.672 | 1144.7772 | 744.9729 | 54.1397 | 12.2639 | 0 | 0 | 30.94 | 30.94 | 30.94 | 30.94 | 30.94 | 30.94 | 30.94 | 0 | 0 | 4.9 | 4.9 | 4.9 | 4.9 | 4.9 | 4.9 | 4.9 | 0 | 0 | 68.2191 | 68.0866 | 64.5633 | 65.7003 | 66.3957 | 65.9303 | 64.862 | 0 | 0 | 190 | 190 | 190 | 190 | 190 | 190 | 190 | 0% | 0% | 59.31% | 13.71% | 88% | 68.78% | 44.76% | 3.253% | 0.7368% | [9 empty] | 0 | 0 | 0 | 0 | 0 | 0 | 0 | 0 | 0 | 0 | 0 | 0 | 0 | Existing & Under Const. Plant
| 14 | KarpowerShip 2 | SouthWest Ghana Group | Oil/Gas | Oil/Gas Combined Cycle | 0 | 24.5592 | 31.8841 | 28.6607 | 0 | 0 | 0 | 0 | 0 | 0 | 2884.5639 | 3744.9 | 3366.3042 | 0 | 0 | 0 | 0 | 0 | 0 | 177.828 | 177.828 | 177.828 | 177.828 | 0 | 0 | 0 | 0 | 0 | 3.5 | 3.5 | 3.5 | 0 | 0 | 0 | 0 | 0 | 0 | 68.1682 | 70.8314 | 70.6939 | 0 | 0 | 0 | 0 | 0 | 0 | 450 | 450 | 450 | 450 | 0 | 0 | 0 | 0 | 0% | 73.18% | 95% | 85.4% | 0% | 0% | 0% | 0% | 0% | [9 empty] | 0 | 0 | 0 | 0 | 0 | 0 | 0 | 0 | 0 | 0 | 0 | 0 | 0 | Existing & Under Const. Plant
| 15 | Early Power | SouthEast Ghana Group | Oil/Gas | Oil/Gas Combustion | 0 | 0 | 7.5701 | 23.0656 | 23.0656 | 23.0656 | 23.0656 | 23.0656 | 23.0656 | 0 | 0 | 1009.35 | 3075.417 | 3075.417 | 3075.417 | 3075.417 | 3075.417 | 3075.417 | 0 | 0 | 16 | 16 | 16 | 16 | 16 | 16 | 16 | 0 | 0 | 3.5 | 3.5 | 3.5 | 3.5 | 3.5 | 3.5 | 3.5 | 0 | 0 | 62.3955 | 62.2744 | 64.2451 | 63.5111 | 72.58 | 72.6175 | 83.557 | 0 | 0 | 377.5 | 377.5 | 377.5 | 377.5 | 377.5 | 377.5 | 377.5 | 0% | 0% | 30.52% | 93% | 93% | 93% | 93% | 93% | 93% | [9 empty] | 0 | 0 | 0 | 0 | 0 | 0 | 0 | 0 | 0 | 0 | 0 | 0 | 0 | Existing & Under Const. Plant
| 16 | TT1PP | SouthEast Ghana Group | Oil/Gas | Oil/Gas Combustion | 0 | 0 | 0 | 0 | 0 | 0 | 0 | 0 | 0 | 0 | 0 | 0 | 0 | 0 | 0 | 0 | 0 | 0 | 14.3 | 14.3 | 14.3 | 14.3 | 14.3 | 14.3 | 14.3 | 14.3 | 14.3 | 0 | 0 | 0 | 0 | 0 | 0 | 0 | 0 | 0 | 0 | 0 | 0 | 0 | 0 | 0 | 0 | 0 | 0 | 100 | 100 | 100 | 100 | 100 | 100 | 100 | 100 | 100 | 0% | 0% | 0% | 0% | 0% | 0% | 0% | 0% | 0% | [9 empty] | 0 | 0 | 0 | 0 | 0 | 0 | 0 | 0 | 0 | 0 | 0 | 0 | 0 | Existing & Under Const. Plant
| 17 | KTPP | SouthEast Ghana Group | Oil/Gas | Oil/Gas Combustion | 0.31622 | 0 | 3.046 | 0 | 0 | 0 | 0 | 0 | 0 | 29.0114 | 0 | 279.4459 | 0 | 0 | 0 | 0 | 0 | 0 | 12.3 | 12.3 | 12.3 | 12.3 | 12.3 | 12.3 | 12.3 | 12.3 | 12.3 | 3.5 | 0 | 3.5 | 0 | 0 | 0 | 0 | 0 | 0 | 126.5585 | 0 | 90.6815 | 0 | 0 | 0 | 0 | 0 | 0 | 200 | 200 | 200 | 200 | 200 | 200 | 200 | 200 | 200 | 1.656% | 0% | 15.95% | 0% | 0% | 0% | 0% | 0% | 0% | [9 empty] | 0 | 0 | 0 | 0 | 0 | 0 | 0 | 0 | 0 | 0 | 0 | 0 | 0 | Existing & Under Const. Plant
| 18 | Trojan 1 | SouthEast Ghana Group | Oil/Gas | Oil/Gas Combustion | 0.41408 | 0 | 0 | 0 | 0 | 0 | 0 | 0 | 0 | 49.0614 | 0 | 0 | 0 | 0 | 0 | 0 | 0 | 0 | 34 | 34 | 34 | 34 | 0 | 0 | 0 | 0 | 0 | 5.5 | 0 | 0 | 0 | 0 | 0 | 0 | 0 | 0 | 97.9957 | 0 | 0 | 0 | 0 | 0 | 0 | 0 | 0 | 24.96 | 24.96 | 24.96 | 24.96 | 0 | 0 | 0 | 0 | 0 | 22.44% | 0% | 0% | 0% | 0% | 0% | 0% | 0% | 0% | [9 empty] | 0 | 0 | 0 | 0 | 0 | 0 | 0 | 0 | 0 | 0 | 0 | 0 | 0 | Existing & Under Const. Plant
| 19 | MRP | SouthEast Ghana Group | Oil/Gas | Oil/Gas Combustion | 0 | 0 | 0 | 0 | 0 | 0 | 0 | 0 | 0 | 0 | 0 | 0 | 0 | 0 | 0 | 0 | 0 | 0 | 12.5737 | 12.5737 | 12.5737 | 12.5737 | 12.5737 | 12.5737 | 12.5737 | 12.5737 | 12.5737 | 0 | 0 | 0 | 0 | 0 | 0 | 0 | 0 | 0 | 0 | 0 | 0 | 0 | 0 | 0 | 0 | 0 | 0 | 70 | 70 | 70 | 70 | 70 | 70 | 70 | 70 | 70 | 0% | 0% | 0% | 0% | 0% | 0% | 0% | 0% | 0% | [9 empty] | 0 | 0 | 0 | 0 | 0 | 0 | 0 | 0 | 0 | 0 | 0 | 0 | 0 | Existing & Under Const. Plant
| 20 | Safisana | SouthEast Ghana Group | Biogas | Biogas | 0.010052 | 0.010052 | 0.010052 | 0 | 0.010052 | 0.010052 | 0.010052 | 0.010052 | 0.010052 | 0.7446 | 0.7446 | 0.7446 | 0 | 0.7446 | 0.7446 | 0.7446 | 0.7446 | 0.7446 | 35 | 35 | 35 | 35 | 35 | 35 | 35 | 35 | 35 | 4.2 | 4.2 | 4.2 | 0 | 4.2 | 4.2 | 4.2 | 4.2 | 4.2 | 40.5 | 40.5 | 40.5 | 0 | 40.5 | 40.5 | 40.5 | 40.5 | 40.5 | 0.1 | 0.1 | 0.1 | 0.1 | 0.1 | 0.1 | 0.1 | 0.1 | 0.1 | 85% | 85% | 85% | 0% | 85% | 85% | 85% | 85% | 85% | [9 empty] | 0 | 0 | 0 | 0 | 0 | 0 | 0 | 0 | 0 | 0 | 0 | 0 | 0 | Existing & Under Const. Plant
| 21 | TT2PP | SouthEast Ghana Group | Gas | Gas Combustion Turbine | 0.5098 | 0 | 0 | 0 | 0 | 0 | 0 | 0 | 0 | 52.4484 | 0 | 0 | 0 | 0 | 0 | 0 | 0 | 0 | 12.1007 | 12.1007 | 12.1007 | 12.1007 | 12.1007 | 12.1007 | 12.1007 | 12.1007 | 12.1007 | 4.5 | 0 | 0 | 0 | 0 | 0 | 0 | 0 | 0 | 79.8984 | 0 | 0 | 0 | 0 | 0 | 0 | 0 | 0 | 45 | 45 | 45 | 45 | 45 | 45 | 45 | 45 | 45 | 13.31% | 0% | 0% | 0% | 0% | 0% | 0% | 0% | 0% | [9 empty] | 0 | 0 | 0 | 0 | 0 | 0 | 0 | 0 | 0 | 0 | 0 | 0 | 0 | Existing & Under Const. Plant
| 22 | SAPP 1 | SouthEast Ghana Group | Gas | Gas Combustion Turbine | 3.0298 | 0 | 0 | 0 | 0 | 0 | 0 | 0 | 0.010783 | 324.7329 | 0 | 0 | 0 | 0 | 0 | 0 | 0 | 1.1557 | 11.83 | 11.83 | 11.83 | 11.83 | 11.83 | 11.83 | 11.83 | 11.83 | 11.83 | 4.5 | 0 | 0 | 0 | 0 | 0 | 0 | 0 | 4.5 | 76.6926 | 0 | 0 | 0 | 0 | 0 | 0 | 0 | 99.3156 | 180 | 180 | 180 | 180 | 180 | 180 | 180 | 180 | 180 | 20.59% | 0% | 0% | 0% | 0% | 0% | 0% | 0% | 0.07329% | [9 empty] | 0 | 0 | 0 | 0 | 0 | 0 | 0 | 0 | 0 | 0 | 0 | 0 | 0 | Existing & Under Const. Plant
| 23 | Trojan 3 | SouthEast Ghana Group | Gas | Gas Combustion Turbine | 0 | 0 | 0 | 0 | 0 | 0 | 0 | 0 | 0 | 0 | 0 | 0 | 0 | 0 | 0 | 0 | 0 | 0 | 0 | 34 | 34 | 34 | 0 | 0 | 0 | 0 | 0 | 0 | 0 | 0 | 0 | 0 | 0 | 0 | 0 | 0 | 0 | 0 | 0 | 0 | 0 | 0 | 0 | 0 | 0 | 0 | 49.92 | 49.92 | 49.92 | 0 | 0 | 0 | 0 | 0 | 0% | 0% | 0% | 0% | 0% | 0% | 0% | 0% | 0% | [9 empty] | 0 | 0 | 0 | 0 | 0 | 0 | 0 | 0 | 0 | 0 | 0 | 0 | 0 | Existing & Under Const. Plant
| 24 | Ameri_2016 | SouthWest Ghana Group | Gas | Gas Combustion Turbine | 0.42075 | 0 | 18.427 | 0 | 0 | 0 | 0 | 0 | 0 | 41.4044 | 0 | 1813.32 | 0 | 0 | 0 | 0 | 0 | 0 | 14.54 | 14.54 | 14.54 | 14.54 | 0 | 0 | 0 | 0 | 0 | 5 | 0 | 5 | 0 | 0 | 0 | 0 | 0 | 0 | 74.9854 | 0 | 84.5417 | 0 | 0 | 0 | 0 | 0 | 0 | 230 | 230 | 230 | 230 | 0 | 0 | 0 | 0 | 0 | 2.055% | 0% | 90% | 0% | 0% | 0% | 0% | 0% | 0% | [9 empty] | 0 | 0 | 0 | 0 | 0 | 0 | 0 | 0 | 0 | 0 | 0 | 0 | 0 | Existing & Under Const. Plant
| 25 | Ameri_2021 | SouthWest Ghana Group | Gas | Gas Combustion Turbine | 0 | 0 | 0 | 0 | 0 | 0 | 0 | 0 | 0 | 0 | 0 | 0 | 0 | 0 | 0 | 0 | 0 | 0 | 0 | 0 | 0 | 0 | 14.54 | 14.54 | 14.54 | 14.54 | 14.54 | 0 | 0 | 0 | 0 | 0 | 0 | 0 | 0 | 0 | 0 | 0 | 0 | 0 | 0 | 0 | 0 | 0 | 0 | 0 | 0 | 0 | 0 | 230 | 230 | 230 | 230 | 230 | 0% | 0% | 0% | 0% | 0% | 0% | 0% | 0% | 0% | [9 empty] | 0 | 0 | 0 | 0 | 0 | 0 | 0 | 0 | 0 | 0 | 0 | 0 | 0 | Existing & Under Const. Plant
| 26 | Bui | Northern Ghana Group | Water | Hydro | 0 | 0 | 0 | 0 | 0 | 0 | 0 | 0 | 0 | 669.5862 | 669.5865 | 669.5865 | 669.5868 | 669.5867 | 669.5864 | 669.5859 | 669.5865 | 669.5861 | 27.74 | 27.74 | 27.74 | 27.74 | 27.74 | 27.74 | 27.74 | 27.74 | 27.74 | 1.63 | 1.63 | 1.63 | 1.63 | 1.63 | 1.63 | 1.63 | 1.63 | 1.63 | 0 | 0 | 0 | 0 | 0 | 0 | 0 | 0 | 0 | 330 | 330 | 330 | 330 | 330 | 330 | 330 | 330 | 330 | 23.16% | 23.16% | 23.16% | 23.16% | 23.16% | 23.16% | 23.16% | 23.16% | 23.16% | [9 empty] | 0 | 0 | 0 | 0 | 0 | 0 | 0 | 0 | 0 | 0 | 0 | 0 | 0 | Existing & Under Const. Plant
| 27 | Akosombo | SouthEast Ghana Group | Water | Hydro | 0 | 0 | 0 | 0 | 0 | 0 | 0 | 0 | 0 | 3681.6888 | 3681.6886 | 4016.3897 | 4016.3893 | 4434.7622 | 4434.7618 | 4434.7615 | 4434.7624 | 4434.7619 | 9.16 | 9.16 | 9.16 | 9.16 | 9.16 | 9.16 | 9.16 | 9.16 | 9.16 | 0.98 | 0.98 | 0.98 | 0.98 | 0.98 | 0.98 | 0.98 | 0.98 | 0.98 | 0 | 0 | 0 | 0 | 0 | 0 | 0 | 0 | 0 | 900 | 900 | 900 | 900 | 900 | 900 | 900 | 900 | 900 | 46.7% | 46.7% | 50.94% | 50.94% | 56.25% | 56.25% | 56.25% | 56.25% | 56.25% | [9 empty] | 0 | 0 | 0 | 0 | 0 | 0 | 0 | 0 | 0 | 0 | 0 | 0 | 0 | Existing & Under Const. Plant
| 28 | Kpong | SouthEast Ghana Group | Water | Hydro | 0 | 0 | 0 | 0 | 0 | 0 | 0 | 0 | 0 | 722.7075 | 722.7074 | 788.408 | 788.4082 | 870.534 | 870.534 | 870.5339 | 870.5339 | 870.5341 | 9.16 | 9.16 | 9.16 | 9.16 | 9.16 | 9.16 | 9.16 | 9.16 | 9.16 | 0.98 | 0.98 | 0.98 | 0.98 | 0.98 | 0.98 | 0.98 | 0.98 | 0.98 | 0 | 0 | 0 | 0 | 0 | 0 | 0 | 0 | 0 | 140 | 140 | 140 | 140 | 140 | 140 | 140 | 140 | 140 | 58.93% | 58.93% | 64.29% | 64.29% | 70.98% | 70.98% | 70.98% | 70.98% | 70.98% | [9 empty] | 0 | 0 | 0 | 0 | 0 | 0 | 0 | 0 | 0 | 0 | 0 | 0 | 0 | Existing & Under Const. Plant
| 29 | Cote d'Ivoire Dummy | Cote d'Ivoire | Water | Hydro | 0 | 0 | 0 | 0 | 0 | 0 | 0 | 0 | 0 | 814.68 | 814.6799 | 10 | 814.68 | 814.6805 | 814.6803 | 814.6801 | 814.6806 | 814.6797 | 0 | 0 | 0 | 0 | 0 | 0 | 0 | 0 | 0 | 10 | 10 | 10 | 10 | 10 | 10 | 10 | 10 | 10 | 0 | 0 | 0 | 0 | 0 | 0 | 0 | 0 | 0 | 150 | 150 | 150 | 150 | 150 | 150 | 150 | 150 | 150 | 62% | 62% | 0.761% | 62% | 62% | 62% | 62% | 62% | 62% | [9 empty] | 0 | 0 | 0 | 0 | 0 | 0 | 0 | 0 | 0 | 0 | 0 | 0 | 0 | Existing & Under Const. Plant
| 30 | Burkina Dummy | Burkina Group | Water | Hydro | 0 | 0 | 0 | 0 | 0 | 0 | 0 | 0 | 0 | 0.438 | 0.438 | 0.438 | 0.438 | 4.818 | 4.818 | 4.818 | 4.818 | 4.818 | 0 | 0 | 0 | 0 | 0 | 0 | 0 | 0 | 0 | 10 | 10 | 10 | 10 | 10 | 10 | 10 | 10 | 10 | 0 | 0 | 0 | 0 | 0 | 0 | 0 | 0 | 0 | 10 | 10 | 10 | 10 | 110 | 110 | 110 | 110 | 110 | 0.5% | 0.5% | 0.5% | 0.5% | 0.5% | 0.5% | 0.5% | 0.5% | 0.5% | [9 empty] | 0 | 0 | 0 | 0 | 0 | 0 | 0 | 0 | 0 | 0 | 0 | 0 | 0 | Existing & Under Const. Plant
| 31 | VRA Solar | Northern Ghana Group | Sun | Solar PV | 0 | 0 | 0 | 0 | 0 | 0 | 0 | 0 | 0 | 2.7132 | 2.7132 | 2.7132 | 2.7132 | 2.7132 | 2.7132 | 2.7132 | 2.7132 | 2.7132 | 0 | 0 | 0 | 0 | 0 | 0 | 0 | 0 | 0 | 0 | 0 | 0 | 0 | 0 | 0 | 0 | 0 | 0 | 0 | 0 | 0 | 0 | 0 | 0 | 0 | 0 | 0 | 1.8 | 1.8 | 1.8 | 1.8 | 1.8 | 1.8 | 1.8 | 1.8 | 1.8 | 17.21% | 17.21% | 17.21% | 17.21% | 17.21% | 17.21% | 17.21% | 17.21% | 17.21% | [9 empty] | 0 | 0 | 0 | 0 | 0 | 0 | 0 | 0 | 0 | 0 | 0 | 0 | 0 | Existing & Under Const. Plant
| 32 | BXC Solar | SouthEast Ghana Group | Sun | Solar PV | 0 | 0 | 0 | 0 | 0 | 0 | 0 | 0 | 0 | 24.0159 | 24.0159 | 24.0159 | 24.0159 | 24.0159 | 24.0159 | 24.0159 | 24.0159 | 0 | 0 | 0 | 0 | 0 | 0 | 0 | 0 | 0 | 0 | 0 | 0 | 0 | 0 | 0 | 0 | 0 | 0 | 0 | 0 | 0 | 0 | 0 | 0 | 0 | 0 | 0 | 0 | 18 | 18 | 18 | 18 | 18 | 18 | 18 | 18 | 0 | 15.23% | 15.23% | 15.23% | 15.23% | 15.23% | 15.23% | 15.23% | 15.23% | 0% | [9 empty] | 0 | 0 | 0 | 0 | 0 | 0 | 0 | 0 | 0 | 0 | 0 | 0 | 0 | Existing & Under Const. Plant
| 33 | ASHA BIOGAS 2018 | Ashanti Group | Biogas | Biogas | 0 | 0 | 0 | 0 | 0.67014 | 0.67014 | 0.67014 | 0.67014 | 0.67014 | 0 | 0 | 0 | 0 | 37.23 | 37.23 | 37.23 | 37.23 | 37.23 | 0 | 0 | 0 | 410.32 | 410.32 | 410.32 | 410.32 | 410.32 | 410.32 | 0 | 0 | 0 | 0 | 5.5 | 5.5 | 5.5 | 5.5 | 5.5 | 0 | 0 | 0 | 0 | 54 | 54 | 54 | 54 | 54 | 0 | 0 | 0 | 2 | 5 | 5 | 5 | 5 | 5 | 0% | 0% | 0% | 0% | 85% | 85% | 85% | 85% | 85% | 0 | 0 | 0 | 8.4 | 12.6 | 0 | 0 | 0 | 0 | 0 | 0 | 0 | 5.7373 | 7.1124 | 0 | 0 | 0 | 0 | 14.1347 | 14.1347 | 21 | 23.1 | Unplanned Build | Potential Build Biogas2018
| 38 | NORT BIOMASS 2018 | Northern Ghana Group | Biomass | Biomass Combustion | 0 | 0 | 0 | 0 | 6.0313 | 6.0313 | 6.0313 | 6.0313 | 6.0313 | 0 | 0 | 0 | 0 | 446.76 | 446.76 | 446.76 | 446.76 | 446.76 | 0 | 0 | 0 | 130 | 130 | 130 | 130 | 130 | 130 | 0 | 0 | 0 | 0 | 4.5 | 4.5 | 4.5 | 4.5 | 4.5 | 0 | 0 | 0 | 0 | 67.5 | 67.5 | 67.5 | 67.5 | 67.5 | 0 | 0 | 0 | 20 | 60 | 60 | 60 | 60 | 60 | 0% | 0% | 0% | 0% | 85% | 85% | 85% | 85% | 85% | 0 | 0 | 0 | 80 | 160 | 0 | 0 | 0 | 0 | 0 | 0 | 0 | 54.6411 | 90.3158 | 0 | 0 | 0 | 0 | 159.4526 | 159.4526 | 240 | 264 | Unplanned Build | Potential Build Biomass Combustion2018
| 41 | SOUT COAL STEAM TURBINE 2026 | SouthWest Ghana Group | Coal | Coal Steam Turbine | 0 | 0 | 0 | 0 | 0 | 31.6277 | 69.047 | 69.047 | 69.047 | 0 | 0 | 0 | 0 | 0 | 3594.0616 | 7846.2444 | 7846.2444 | 7846.2444 | 0 | 0 | 0 | 0 | 0 | 65 | 65 | 65 | 65 | 0 | 0 | 0 | 0 | 0 | 6.034 | 6.034 | 6.034 | 6.034 | 0 | 0 | 0 | 0 | 0 | 28.6501 | 29.1315 | 30.4486 | 31.6724 | 0 | 0 | 0 | 0 | 0 | 482.683 | 1053.753 | 1053.753 | 1053.753 | 0% | 0% | 0% | 0% | 0% | 85% | 85% | 85% | 85% | 0 | 0 | 0 | 0 | 0 | 1522.3822 | 1801.1548 | 0 | 0 | 0 | 0 | 0 | 0 | 0 | 645.6387 | 573.9034 | 0 | 0 | 710.2025 | 1341.4963 | 1522.3822 | 3655.8907 | Unplanned Build | Potential Build Coal2026
| 45 | SOUT COMBINED CYCLE 2019 | SouthEast Ghana Group | Oil/Gas | Oil/Gas Combined Cycle | 0 | 0 | 0 | 0 | 0 | 0 | 0 | 0 | 66.3241 | 0 | 0 | 0 | 0 | 0 | 0 | 0 | 0 | 9148.1556 | 0 | 0 | 0 | 0 | 0 | 0 | 0 | 0 | 15 | 0 | 0 | 0 | 0 | 0 | 0 | 0 | 0 | 3.48 | 0 | 0 | 0 | 0 | 0 | 0 | 0 | 0 | 82.5313 | 0 | 0 | 0 | 0 | 0 | 0 | 0 | 0 | 1160.34 | 0% | 0% | 0% | 0% | 0% | 0% | 0% | 0% | 90% | 0 | 0 | 0 | 0 | 0 | 0 | 0 | 0 | 1207.9139 | 0 | 0 | 0 | 0 | 0 | 0 | 0 | 0 | 148.3874 | 0 | 0 | 0 | 0 | Unplanned Build | Potential Build Oil/Gas Combined Cycle2019
| 54 | ASHA INTERRUPTIBLE 2016 | Ashanti Group | Interruptible | Interruptible | 0 | 0 | 0 | 0 | 0 | 0 | 0 | 0 | 0 | 0 | 0 | 0 | 0 | 0 | 0 | 0 | 0 | 0 | 0 | 0 | 0 | 0 | 0 | 0 | 0 | 0 | 0 | 0 | 0 | 0 | 0 | 0 | 0 | 0 | 0 | 0 | 0 | 0 | 0 | 0 | 0 | 0 | 0 | 0 | 0 | 129.301 | 217.102 | 0 | 0 | 0 | 0 | 0 | 0 | 0 | 0% | 0% | 0% | 0% | 0% | 0% | 0% | 0% | 0% | [9 empty] | 0 | 0 | 0 | 0 | 0 | 0 | 0 | 0 | 0 | 0 | 0 | 0 | 0 | Unplanned Build | Potential Build Interruptible2016
| 62 | SOUT NUCLEAR 2030 | SouthWest Ghana Group | Uranium | Nuclear | 0 | 0 | 0 | 0 | 0 | 0 | 0 | 85.7166 | 85.7166 | 0 | 0 | 0 | 0 | 0 | 0 | 0 | 8322 | 8322 | 0 | 0 | 0 | 0 | 0 | 0 | 0 | 100 | 100 | 0 | 0 | 0 | 0 | 0 | 0 | 0 | 2.3 | 2.3 | 0 | 0 | 0 | 0 | 0 | 0 | 0 | 13.184 | 13.184 | 0 | 0 | 0 | 0 | 0 | 0 | 0 | 1000 | 1000 | 0% | 0% | 0% | 0% | 0% | 0% | 0% | 95% | 95% | 0 | 0 | 0 | 0 | 0 | 0 | 0 | 6233 | 0 | 0 | 0 | 0 | 0 | 0 | 0 | 0 | 1233.1658 | 0 | 0 | 1356.4824 | 0 | 6856.3 | Unplanned Build | Potential Build Nuclear2030
| 63 | ASHA SOLAR PV 2020 | Ashanti Group | Sun | Solar PV | 0 | 0 | 0 | 0 | 0 | 0 | 0 | 0 | 0 | 0 | 0 | 0 | 0 | 12.6751 | 12.6751 | 12.6751 | 12.6751 | 12.6751 | 0 | 0 | 0 | 0 | 24.8 | 24.8 | 24.8 | 24.8 | 24.8 | 0 | 0 | 0 | 0 | 0 | 0 | 0 | 0 | 0 | 0 | 0 | 0 | 0 | 0 | 0 | 0 | 0 | 0 | 0 | 0 | 0 | 0 | 10 | 10 | 10 | 10 | 10 | 0% | 0% | 0% | 0% | 14.47% | 14.47% | 14.47% | 14.47% | 14.47% | 0 | 0 | 0 | 0 | 10.2 | 0 | 0 | 0 | 0 | 0 | 0 | 0 | 0 | 5.7576 | 0 | 0 | 0 | 0 | 6.3334 | 6.3334 | 10.2 | 11.22 | Unplanned Build | Potential Build Solar PV2020
| 64 | ASHA SOLAR PV 2026 | Ashanti Group | Sun | Solar PV | 0 | 0 | 0 | 0 | 0 | 0 | 0 | 0 | 0 | 0 | 0 | 0 | 0 | 0 | 12.6751 | 38.0252 | 38.0252 | 38.0252 | 0 | 0 | 0 | 0 | 0 | 24.8 | 24.8 | 24.8 | 24.8 | 0 | 0 | 0 | 0 | 0 | 0 | 0 | 0 | 0 | 0 | 0 | 0 | 0 | 0 | 0 | 0 | 0 | 0 | 0 | 0 | 0 | 0 | 0 | 10 | 30 | 30 | 30 | 0% | 0% | 0% | 0% | 0% | 14.47% | 14.47% | 14.47% | 14.47% | 0 | 0 | 0 | 0 | 0 | 8.95 | 17.9 | 0 | 0 | 0 | 0 | 0 | 0 | 0 | 3.7957 | 5.7035 | 0 | 0 | 4.1752 | 10.4491 | 8.95 | 29.535 | Unplanned Build | Potential Build Solar PV2026
| 65 | ASHA SOLAR PV 2035 | Ashanti Group | Sun | Solar PV | 0 | 0 | 0 | 0 | 0 | 0 | 0 | 0 | 0 | 0 | 0 | 0 | 0 | 0 | 0 | 0 | 12.6751 | 69.7128 | 0 | 0 | 0 | 0 | 0 | 0 | 0 | 25 | 25 | 0 | 0 | 0 | 0 | 0 | 0 | 0 | 0 | 0 | 0 | 0 | 0 | 0 | 0 | 0 | 0 | 0 | 0 | 0 | 0 | 0 | 0 | 0 | 0 | 0 | 10 | 55 | 0% | 0% | 0% | 0% | 0% | 0% | 0% | 14.47% | 14.47% | 0 | 0 | 0 | 0 | 0 | 0 | 0 | 7.6 | 34.2 | 0 | 0 | 0 | 0 | 0 | 0 | 0 | 1.5036 | 4.2013 | 0 | 1.654 | 0 | 8.36 | Unplanned Build | Potential Build Solar PV2035
| 66 | SOUT SOLAR PV 2020 | SouthWest Ghana Group | Sun | Solar PV | 0 | 0 | 0 | 0 | 0 | 0 | 0 | 0 | 0 | 0 | 0 | 0 | 0 | 12.6751 | 12.6751 | 12.6751 | 12.6751 | 12.6751 | 0 | 0 | 0 | 0 | 24.8 | 24.8 | 24.8 | 24.8 | 24.8 | 0 | 0 | 0 | 0 | 0 | 0 | 0 | 0 | 0 | 0 | 0 | 0 | 0 | 0 | 0 | 0 | 0 | 0 | 0 | 0 | 0 | 0 | 10 | 10 | 10 | 10 | 10 | 0% | 0% | 0% | 0% | 14.47% | 14.47% | 14.47% | 14.47% | 14.47% | 0 | 0 | 0 | 0 | 10.2 | 0 | 0 | 0 | 0 | 0 | 0 | 0 | 0 | 5.7576 | 0 | 0 | 0 | 0 | 6.3334 | 6.3334 | 10.2 | 11.22 | Unplanned Build | Potential Build Solar PV2020
| 67 | SOUT SOLAR PV 2026 | SouthWest Ghana Group | Sun | Solar PV | 0 | 0 | 0 | 0 | 0 | 0 | 0 | 0 | 0 | 0 | 0 | 0 | 0 | 0 | 12.6751 | 25.3501 | 25.3501 | 25.3501 | 0 | 0 | 0 | 0 | 0 | 24.8 | 24.8 | 24.8 | 24.8 | 0 | 0 | 0 | 0 | 0 | 0 | 0 | 0 | 0 | 0 | 0 | 0 | 0 | 0 | 0 | 0 | 0 | 0 | 0 | 0 | 0 | 0 | 0 | 10 | 20 | 20 | 20 | 0% | 0% | 0% | 0% | 0% | 14.47% | 14.47% | 14.47% | 14.47% | 0 | 0 | 0 | 0 | 0 | 8.95 | 8.95 | 0 | 0 | 0 | 0 | 0 | 0 | 0 | 3.7957 | 2.8517 | 0 | 0 | 4.1752 | 7.3122 | 8.95 | 19.69 | Unplanned Build | Potential Build Solar PV2026
| 68 | SOUT SOLAR PV 2035 | SouthWest Ghana Group | Sun | Solar PV | 0 | 0 | 0 | 0 | 0 | 0 | 0 | 0 | 0 | 0 | 0 | 0 | 0 | 0 | 0 | 0 | 12.6751 | 57.0377 | 0 | 0 | 0 | 0 | 0 | 0 | 0 | 25 | 25 | 0 | 0 | 0 | 0 | 0 | 0 | 0 | 0 | 0 | 0 | 0 | 0 | 0 | 0 | 0 | 0 | 0 | 0 | 0 | 0 | 0 | 0 | 0 | 0 | 0 | 10 | 45 | 0% | 0% | 0% | 0% | 0% | 0% | 0% | 14.47% | 14.47% | 0 | 0 | 0 | 0 | 0 | 0 | 0 | 7.6 | 26.6 | 0 | 0 | 0 | 0 | 0 | 0 | 0 | 1.5036 | 3.2677 | 0 | 1.654 | 0 | 8.36 | Unplanned Build | Potential Build Solar PV2035
| 69 | NORT SOLAR PV 2018 | Northern Ghana Group | Sun | Solar PV | 0 | 0 | 0 | 0 | 0 | 0 | 0 | 0 | 0 | 0 | 0 | 67.5263 | 67.5263 | 67.5263 | 67.5263 | 67.5263 | 67.5263 | 67.5263 | 0 | 0 | 24.8 | 24.8 | 24.8 | 24.8 | 24.8 | 24.8 | 24.8 | 0 | 0 | 0 | 0 | 0 | 0 | 0 | 0 | 0 | 0 | 0 | 0 | 0 | 0 | 0 | 0 | 0 | 0 | 0 | 0 | 47.1565 | 47.1565 | 47.1565 | 47.1565 | 47.1565 | 47.1565 | 47.1565 | 0% | 0% | 16.35% | 16.35% | 16.35% | 16.35% | 16.35% | 16.35% | 16.35% | 0 | 0 | 58.6155 | 0 | 0 | 0 | 0 | 0 | 0 | 0 | 0 | 44.0387 | 0 | 0 | 0 | 0 | 0 | 0 | 48.4426 | 48.4426 | 58.6155 | 64.4771 | Unplanned Build | Potential Build Solar PV2018
| 70 | NORT SOLAR PV 2020 | Northern Ghana Group | Sun | Solar PV | 0 | 0 | 0 | 0 | 0 | 0 | 0 | 0 | 0 | 0 | 0 | 0 | 0 | 143.1961 | 143.1961 | 143.1961 | 143.1961 | 143.1961 | 0 | 0 | 0 | 0 | 24.8 | 24.8 | 24.8 | 24.8 | 24.8 | 0 | 0 | 0 | 0 | 0 | 0 | 0 | 0 | 0 | 0 | 0 | 0 | 0 | 0 | 0 | 0 | 0 | 0 | 0 | 0 | 0 | 0 | 100 | 100 | 100 | 100 | 100 | 0% | 0% | 0% | 0% | 16.35% | 16.35% | 16.35% | 16.35% | 16.35% | 0 | 0 | 0 | 0 | 102 | 0 | 0 | 0 | 0 | 0 | 0 | 0 | 0 | 57.5763 | 0 | 0 | 0 | 0 | 63.334 | 63.334 | 102 | 112.2 | Unplanned Build | Potential Build Solar PV2020
| 71 | NORT SOLAR PV 2023 | Northern Ghana Group | Sun | Solar PV | 0 | 0 | 0 | 0 | 0 | 0 | 0 | 0 | 0 | 0 | 0 | 0 | 0 | 71.598 | 143.1961 | 143.1961 | 143.1961 | 143.1961 | 0 | 0 | 0 | 0 | 24.8 | 24.8 | 24.8 | 24.8 | 24.8 | 0 | 0 | 0 | 0 | 0 | 0 | 0 | 0 | 0 | 0 | 0 | 0 | 0 | 0 | 0 | 0 | 0 | 0 | 0 | 0 | 0 | 0 | 50 | 100 | 100 | 100 | 100 | 0% | 0% | 0% | 0% | 16.35% | 16.35% | 16.35% | 16.35% | 16.35% | 0 | 0 | 0 | 0 | 47.85 | 47.85 | 0 | 0 | 0 | 0 | 0 | 0 | 0 | 27.0101 | 20.2931 | 0 | 0 | 0 | 52.0335 | 52.0335 | 95.7 | 105.27 | Unplanned Build | Potential Build Solar PV2023
| 72 | NORT SOLAR PV 2026 | Northern Ghana Group | Sun | Solar PV | 0 | 0 | 0 | 0 | 0 | 0 | 0 | 0 | 0 | 0 | 0 | 0 | 0 | 0 | 71.598 | 214.7941 | 214.7941 | 214.7941 | 0 | 0 | 0 | 0 | 0 | 24.8 | 24.8 | 24.8 | 24.8 | 0 | 0 | 0 | 0 | 0 | 0 | 0 | 0 | 0 | 0 | 0 | 0 | 0 | 0 | 0 | 0 | 0 | 0 | 0 | 0 | 0 | 0 | 0 | 50 | 150 | 150 | 150 | 0% | 0% | 0% | 0% | 0% | 16.35% | 16.35% | 16.35% | 16.35% | 0 | 0 | 0 | 0 | 0 | 44.75 | 89.5 | 0 | 0 | 0 | 0 | 0 | 0 | 0 | 18.9784 | 28.5175 | 0 | 0 | 20.8762 | 52.2454 | 44.75 | 147.675 | Unplanned Build | Potential Build Solar PV2026
| 73 | NORT SOLAR PV 2030 | Northern Ghana Group | Sun | Solar PV | 0 | 0 | 0 | 0 | 0 | 0 | 0 | 0 | 0 | 0 | 0 | 0 | 0 | 0 | 0 | 35.799 | 178.9951 | 178.9951 | 0 | 0 | 0 | 0 | 0 | 0 | 24.8 | 24.8 | 24.8 | 0 | 0 | 0 | 0 | 0 | 0 | 0 | 0 | 0 | 0 | 0 | 0 | 0 | 0 | 0 | 0 | 0 | 0 | 0 | 0 | 0 | 0 | 0 | 0 | 25 | 125 | 125 | 0% | 0% | 0% | 0% | 0% | 0% | 16.35% | 16.35% | 16.35% | 0 | 0 | 0 | 0 | 0 | 0 | 20.7 | 82.8 | 0 | 0 | 0 | 0 | 0 | 0 | 0 | 6.5957 | 16.3815 | 0 | 0 | 25.2749 | 0 | 113.85 | Unplanned Build | Potential Build Solar PV2030
| 74 | NORT SOLAR PV 2035 | Northern Ghana Group | Sun | Solar PV | 0 | 0 | 0 | 0 | 0 | 0 | 0 | 0 | 0 | 0 | 0 | 0 | 0 | 0 | 0 | 0 | 71.598 | 429.5883 | 0 | 0 | 0 | 0 | 0 | 0 | 0 | 24.8 | 24.8 | 0 | 0 | 0 | 0 | 0 | 0 | 0 | 0 | 0 | 0 | 0 | 0 | 0 | 0 | 0 | 0 | 0 | 0 | 0 | 0 | 0 | 0 | 0 | 0 | 0 | 50 | 300 | 0% | 0% | 0% | 0% | 0% | 0% | 0% | 16.35% | 16.35% | 0 | 0 | 0 | 0 | 0 | 0 | 0 | 38 | 190 | 0 | 0 | 0 | 0 | 0 | 0 | 0 | 7.5181 | 23.3407 | 0 | 8.2699 | 0 | 41.8 | Unplanned Build | Potential Build Solar PV2035
| 76 | SOUT SOLAR PV 2020 | SouthEast Ghana Group | Sun | Solar PV | 0 | 0 | 0 | 0 | 0 | 0 | 0 | 0 | 0 | 0 | 0 | 0 | 0 | 63.3753 | 63.3753 | 63.3753 | 63.3753 | 63.3753 | 0 | 0 | 0 | 0 | 24.8 | 24.8 | 24.8 | 24.8 | 24.8 | 0 | 0 | 0 | 0 | 0 | 0 | 0 | 0 | 0 | 0 | 0 | 0 | 0 | 0 | 0 | 0 | 0 | 0 | 0 | 0 | 0 | 0 | 50 | 50 | 50 | 50 | 50 | 0% | 0% | 0% | 0% | 14.47% | 14.47% | 14.47% | 14.47% | 14.47% | 0 | 0 | 0 | 0 | 51 | 0 | 0 | 0 | 0 | 0 | 0 | 0 | 0 | 28.7882 | 0 | 0 | 0 | 0 | 31.667 | 31.667 | 51 | 56.1 | Unplanned Build | Potential Build Solar PV2020
| 77 | SOUT SOLAR PV 2026 | SouthEast Ghana Group | Sun | Solar PV | 0 | 0 | 0 | 0 | 0 | 0 | 0 | 0 | 0 | 0 | 0 | 0 | 0 | 0 | 31.6876 | 221.8134 | 221.8134 | 221.8134 | 0 | 0 | 0 | 0 | 0 | 24.8 | 24.8 | 24.8 | 24.8 | 0 | 0 | 0 | 0 | 0 | 0 | 0 | 0 | 0 | 0 | 0 | 0 | 0 | 0 | 0 | 0 | 0 | 0 | 0 | 0 | 0 | 0 | 0 | 25 | 175 | 175 | 175 | 0% | 0% | 0% | 0% | 0% | 14.47% | 14.47% | 14.47% | 14.47% | 0 | 0 | 0 | 0 | 0 | 22.375 | 134.25 | 0 | 0 | 0 | 0 | 0 | 0 | 0 | 9.4892 | 42.7762 | 0 | 0 | 10.4381 | 57.4919 | 22.375 | 172.2875 | Unplanned Build | Potential Build Solar PV2026
| 78 | SOUT SOLAR PV 2035 | SouthEast Ghana Group | Sun | Solar PV | 0 | 0 | 0 | 0 | 0 | 0 | 0 | 0 | 0 | 0 | 0 | 0 | 0 | 0 | 0 | 0 | 63.3753 | 285.1886 | 0 | 0 | 0 | 0 | 0 | 0 | 0 | 25 | 25 | 0 | 0 | 0 | 0 | 0 | 0 | 0 | 0 | 0 | 0 | 0 | 0 | 0 | 0 | 0 | 0 | 0 | 0 | 0 | 0 | 0 | 0 | 0 | 0 | 0 | 50 | 225 | 0% | 0% | 0% | 0% | 0% | 0% | 0% | 14.47% | 14.47% | 0 | 0 | 0 | 0 | 0 | 0 | 0 | 38 | 133 | 0 | 0 | 0 | 0 | 0 | 0 | 0 | 7.5181 | 16.3385 | 0 | 8.2699 | 0 | 41.8 | Unplanned Build | Potential Build Solar PV2035
| 80 | SOUT SOLAR PV 2020 | SouthWest Ghana Group | Sun | Solar PV | 0 | 0 | 0 | 0 | 0 | 0 | 0 | 0 | 0 | 0 | 0 | 0 | 0 | 6.5372 | 44.5624 | 44.5624 | 44.5624 | 44.5624 | 0 | 0 | 0 | 0 | 24.8 | 24.8 | 24.8 | 24.8 | 24.8 | 0 | 0 | 0 | 0 | 0 | 0 | 0 | 0 | 0 | 0 | 0 | 0 | 0 | 0 | 0 | 0 | 0 | 0 | 0 | 0 | 0 | 0 | 5.1576 | 35.1576 | 35.1576 | 35.1576 | 35.1576 | 0% | 0% | 0% | 0% | 14.47% | 14.47% | 14.47% | 14.47% | 14.47% | 0 | 0 | 0 | 0 | 5.2607 | 30.6 | 0 | 0 | 0 | 0 | 0 | 0 | 0 | 2.9695 | 12.9774 | 0 | 0 | 0 | 17.5416 | 17.5416 | 35.8607 | 39.4468 | Unplanned Build | Potential Build Solar PV2020
| 81 | SOUT SOLAR PV 2026 | SouthWest Ghana Group | Sun | Solar PV | 0 | 0 | 0 | 0 | 0 | 0 | 0 | 0 | 0 | 0 | 0 | 0 | 0 | 0 | 25.3501 | 126.7505 | 126.7505 | 126.7505 | 0 | 0 | 0 | 0 | 0 | 24.8 | 24.8 | 24.8 | 24.8 | 0 | 0 | 0 | 0 | 0 | 0 | 0 | 0 | 0 | 0 | 0 | 0 | 0 | 0 | 0 | 0 | 0 | 0 | 0 | 0 | 0 | 0 | 0 | 20 | 100 | 100 | 100 | 0% | 0% | 0% | 0% | 0% | 14.47% | 14.47% | 14.47% | 14.47% | 0 | 0 | 0 | 0 | 0 | 17.9 | 71.6 | 0 | 0 | 0 | 0 | 0 | 0 | 0 | 7.5913 | 22.814 | 0 | 0 | 8.3505 | 33.4458 | 17.9 | 98.45 | Unplanned Build | Potential Build Solar PV2026
| 82 | SOUT SOLAR PV 2035 | SouthWest Ghana Group | Sun | Solar PV | 0 | 0 | 0 | 0 | 0 | 0 | 0 | 0 | 0 | 0 | 0 | 0 | 0 | 0 | 0 | 0 | 12.6751 | 152.1006 | 0 | 0 | 0 | 0 | 0 | 0 | 0 | 25 | 25 | 0 | 0 | 0 | 0 | 0 | 0 | 0 | 0 | 0 | 0 | 0 | 0 | 0 | 0 | 0 | 0 | 0 | 0 | 0 | 0 | 0 | 0 | 0 | 0 | 0 | 10 | 120 | 0% | 0% | 0% | 0% | 0% | 0% | 0% | 14.47% | 14.47% | 0 | 0 | 0 | 0 | 0 | 0 | 0 | 7.6 | 83.6 | 0 | 0 | 0 | 0 | 0 | 0 | 0 | 1.5036 | 10.2699 | 0 | 1.654 | 0 | 8.36 | Unplanned Build | Potential Build Solar PV2035
| 84 | SOUT SOLAR PV 2026 | SouthEast Ghana Group | Sun | Solar PV | 0 | 0 | 0 | 0 | 0 | 0 | 0 | 0 | 0 | 0 | 0 | 0 | 0 | 0 | 12.6751 | 25.3501 | 25.3501 | 25.3501 | 0 | 0 | 0 | 0 | 0 | 24.8 | 24.8 | 24.8 | 24.8 | 0 | 0 | 0 | 0 | 0 | 0 | 0 | 0 | 0 | 0 | 0 | 0 | 0 | 0 | 0 | 0 | 0 | 0 | 0 | 0 | 0 | 0 | 0 | 10 | 20 | 20 | 20 | 0% | 0% | 0% | 0% | 0% | 14.47% | 14.47% | 14.47% | 14.47% | 0 | 0 | 0 | 0 | 0 | 8.95 | 8.95 | 0 | 0 | 0 | 0 | 0 | 0 | 0 | 3.7957 | 2.8517 | 0 | 0 | 4.1752 | 7.3122 | 8.95 | 19.69 | Unplanned Build | Potential Build Solar PV2026
| 85 | SOUT SOLAR PV 2035 | SouthEast Ghana Group | Sun | Solar PV | 0 | 0 | 0 | 0 | 0 | 0 | 0 | 0 | 0 | 0 | 0 | 0 | 0 | 0 | 0 | 0 | 12.6751 | 38.0252 | 0 | 0 | 0 | 0 | 0 | 0 | 0 | 25 | 25 | 0 | 0 | 0 | 0 | 0 | 0 | 0 | 0 | 0 | 0 | 0 | 0 | 0 | 0 | 0 | 0 | 0 | 0 | 0 | 0 | 0 | 0 | 0 | 0 | 0 | 10 | 30 | 0% | 0% | 0% | 0% | 0% | 0% | 0% | 14.47% | 14.47% | 0 | 0 | 0 | 0 | 0 | 0 | 0 | 7.6 | 15.2 | 0 | 0 | 0 | 0 | 0 | 0 | 0 | 1.5036 | 1.8673 | 0 | 1.654 | 0 | 8.36 | Unplanned Build | Potential Build Solar PV2035
| 87 | ASHA SOLAR PV WITH STORAGE 2026 | Ashanti Group | Sun + storage | Solar PV + Storage | 0 | 0 | 0 | 0 | 0 | 0 | 0 | 0 | 0 | 0 | 0 | 0 | 0 | 0 | 0 | 12.675 | 12.675 | 12.675 | 0 | 0 | 0 | 0 | 0 | 0 | 28 | 28 | 28 | 0 | 0 | 0 | 0 | 0 | 0 | 0 | 0 | 0 | 0 | 0 | 0 | 0 | 0 | 0 | 0 | 0 | 0 | 0 | 0 | 0 | 0 | 0 | 0 | 10 | 10 | 10 | 0% | 0% | 0% | 0% | 0% | 0% | 14.47% | 14.47% | 14.47% | 0 | 0 | 0 | 0 | 0 | 0 | 12.5 | 0 | 0 | 0 | 0 | 0 | 0 | 0 | 0 | 3.9829 | 0 | 0 | 0 | 4.3812 | 0 | 13.75 | Unplanned Build | Potential Build Solar PV with storage2026
| 93 | NORT SOLAR PV WITH STORAGE 2026 | Northern Ghana Group | Sun + storage | Solar PV + Storage | 0 | 0 | 0 | 0 | 0 | 0 | 0 | 0 | 0 | 0 | 0 | 0 | 0 | 0 | 0 | 63.3752 | 63.3752 | 63.3752 | 0 | 0 | 0 | 0 | 0 | 0 | 28 | 28 | 28 | 0 | 0 | 0 | 0 | 0 | 0 | 0 | 0 | 0 | 0 | 0 | 0 | 0 | 0 | 0 | 0 | 0 | 0 | 0 | 0 | 0 | 0 | 0 | 0 | 50 | 50 | 50 | 0% | 0% | 0% | 0% | 0% | 0% | 14.47% | 14.47% | 14.47% | 0 | 0 | 0 | 0 | 0 | 0 | 62.5 | 0 | 0 | 0 | 0 | 0 | 0 | 0 | 0 | 19.9144 | 0 | 0 | 0 | 21.9059 | 0 | 68.75 | Unplanned Build | Potential Build Solar PV with storage2026
| 104 | SOUT WIND TURBINE 2020 | SouthEast Ghana Group | Wind | Wind | 0 | 0 | 0 | 0 | 0 | 0 | 0 | 0 | 0 | 0 | 0 | 0 | 175.1525 | 350.305 | 525.4575 | 525.4575 | 525.4575 | 525.4575 | 0 | 0 | 0 | 46.71 | 46.71 | 46.71 | 46.71 | 46.71 | 46.71 | 0 | 0 | 0 | 0 | 0 | 0 | 0 | 0 | 0 | 0 | 0 | 0 | 0 | 0 | 0 | 0 | 0 | 0 | 0 | 0 | 0 | 75 | 150 | 225 | 225 | 225 | 225 | 0% | 0% | 0% | 26.66% | 26.66% | 26.66% | 26.66% | 26.66% | 26.66% | 0 | 0 | 0 | 116.025 | 116.025 | 116.025 | 0 | 0 | 0 | 0 | 0 | 0 | 79.2466 | 65.4931 | 49.2059 | 0 | 0 | 0 | 213.3402 | 213.3402 | 348.075 | 382.8825 | Unplanned Build | Potential Build Wind2020
| 105 | SOUT WIND TURBINE 2026 | SouthEast Ghana Group | Wind | Wind | 0 | 0 | 0 | 0 | 0 | 0 | 0 | 0 | 0 | 0 | 0 | 0 | 0 | 0 | 175.1525 | 408.6892 | 525.4575 | 525.4575 | 0 | 0 | 0 | 0 | 0 | 46.71 | 46.71 | 46.71 | 46.71 | 0 | 0 | 0 | 0 | 0 | 0 | 0 | 0 | 0 | 0 | 0 | 0 | 0 | 0 | 0 | 0 | 0 | 0 | 0 | 0 | 0 | 0 | 0 | 75 | 175 | 225 | 225 | 0% | 0% | 0% | 0% | 0% | 26.66% | 26.66% | 26.66% | 26.66% | 0 | 0 | 0 | 0 | 0 | 109.5 | 146 | 73 | 0 | 0 | 0 | 0 | 0 | 0 | 46.4387 | 46.5201 | 14.4427 | 0 | 51.0826 | 118.1416 | 109.5 | 361.35 | Unplanned Build | Potential Build Wind2026
| 106 | SOUT WIND TURBINE 2035 | SouthEast Ghana Group | Wind | Wind | 0 | 0 | 0 | 0 | 0 | 0 | 0 | 0 | 0 | 0 | 0 | 0 | 0 | 0 | 0 | 0 | 233.5367 | 233.5367 | 0 | 0 | 0 | 0 | 0 | 0 | 0 | 47 | 47 | 0 | 0 | 0 | 0 | 0 | 0 | 0 | 0 | 0 | 0 | 0 | 0 | 0 | 0 | 0 | 0 | 0 | 0 | 0 | 0 | 0 | 0 | 0 | 0 | 0 | 100 | 100 | 0% | 0% | 0% | 0% | 0% | 0% | 0% | 26.66% | 26.66% | 0 | 0 | 0 | 0 | 0 | 0 | 0 | 134.4 | 0 | 0 | 0 | 0 | 0 | 0 | 0 | 0 | 26.5903 | 0 | 0 | 29.2494 | 0 | 147.84 | Unplanned Build | Potential Build Wind2035
[6 empty] | 0 | 0 | 0 | 0 | 0 | 0 | 0 |  |  | 0 | 0 | 0 | 0 | 0 | 0 | 0 |  |  | 0 | 0 | 0 | 0 | 0 | 0 | 0 |  |  | 0 | 0 | 0 | 0 | 0 | 0 | 0 |  |  | 0 | 0 | 0 | 0 | 0 | 0 | 0 |  |  | 0 | 0 | 0 | 0 | 0 | 0 | 0 |  |  | 0 | 0 | 0 | 0 | 0 | 0 | 0 |  |  | #VALUE! | #VALUE! | #VALUE! | #VALUE! | #VALUE! | #VALUE! | #VALUE! |  |  | #VALUE! | #VALUE! | #VALUE! | #VALUE! | #VALUE! | #VALUE! | #VALUE!

## High Demand
Bck to Contents | [77 empty] | 90.91% | 82.64% | 75.13% | 68.3% | 56.45% | 42.41% | 31.86% | 19.78% | 12.28% | Cap Cost NPV |  | Cap Cost -- no NPV
|  | Plant Name |  |  |  | FUEL CONSUMPTION | [8 empty] | GENERATION | [8 empty] | FOM (USD/kW-yr | [8 empty] | VOM (USD/MWh) | [8 empty] | Fuel Cost (USD/MWh) | [8 empty] | Available Capacity | [8 empty] | Capacity Factors | [8 empty] | Total Capital Cost | [8 empty] | Total Capital Cost (NPV) | [8 empty] | 1426.0885 | 3957.8601 | 2716.4084 | 12278.698 | Unplanned? | Plant Name
| UnitID |  | Model Region | Fuel Type | Capacity Type | 2017 | 2018 | 2019 | 2020 | 2023 | 2026 | 2030 | 2035 | 2040 | 2017 | 2018 | 2019 | 2020 | 2023 | 2026 | 2030 | 2035 | 2040 | 2017 | 2018 | 2019 | 2020 | 2023 | 2026 | 2030 | 2035 | 2040 | 2017 | 2018 | 2019 | 2020 | 2023 | 2026 | 2030 | 2035 | 2040 | 2017 | 2018 | 2019 | 2020 | 2023 | 2026 | 2030 | 2035 | 2040 | 2017 | 2018 | 2019 | 2020 | 2023 | 2026 | 2030 | 2035 | 2040 | 2017 | 2018 | 2019 | 2020 | 2023 | 2026 | 2030 | 2035 | 2040 | 2017 | 2018 | 2019 | 2020 | 2023 | 2026 | 2030 | 2035 | 2040 | 2017 | 2018 | 2019 | 2020 | 2023 | 2026 | 2030 | 2035 | 2040 | 10-year | 20-year | 10-year | 20-year
| 1 | CENIT | SouthEast Ghana Group | Oil | Oil Combustion | 0 | 0 | 0 | 0 | 0 | 0 | 0 | 0 | 0 | 0 | 0 | 0 | 0 | 0 | 0 | 0 | 0 | 0 | 11.83 | 11.83 | 11.83 | 11.83 | 11.83 | 11.83 | 11.83 | 0 | 0 | 0 | 0 | 0 | 0 | 0 | 0 | 0 | 0 | 0 | 0 | 0 | 0 | 0 | 0 | 0 | 0 | 0 | 0 | 100 | 100 | 100 | 100 | 100 | 100 | 100 | 0 | 0 | 0% | 0% | 0% | 0% | 0% | 0% | 0% | 0% | 0% | [9 empty] | 0 | 0 | 0 | 0 | 0 | 0 | 0 | 0 | 0 | 0 | 0 | 0 | 0 | Existing & Under Const. Plant
| 2 | Trojan 2B | SouthEast Ghana Group | Oil | Oil Combustion | 0.26958 | 0 | 0 | 0 | 0 | 0 | 0 | 0 | 0 | 31.941 | 0 | 0 | 0 | 0 | 0 | 0 | 0 | 0 | 34 | 34 | 34 | 34 | 0 | 0 | 0 | 0 | 0 | 5.5 | 0 | 0 | 0 | 0 | 0 | 0 | 0 | 0 | 97.9957 | 0 | 0 | 0 | 0 | 0 | 0 | 0 | 0 | 16.25 | 16.25 | 16.25 | 16.25 | 0 | 0 | 0 | 0 | 0 | 22.44% | 0% | 0% | 0% | 0% | 0% | 0% | 0% | 0% | [9 empty] | 0 | 0 | 0 | 0 | 0 | 0 | 0 | 0 | 0 | 0 | 0 | 0 | 0 | Existing & Under Const. Plant
| 3 | Trojan 2A | Ashanti Group | Oil | Oil Combustion | 0.26958 | 0 | 0 | 0 | 0 | 0 | 0 | 0 | 0 | 31.941 | 0 | 0 | 0 | 0 | 0 | 0 | 0 | 0 | 34 | 34 | 34 | 34 | 0 | 0 | 0 | 0 | 0 | 5.5 | 0 | 0 | 0 | 0 | 0 | 0 | 0 | 0 | 108.8196 | 0 | 0 | 0 | 0 | 0 | 0 | 0 | 0 | 16.25 | 16.25 | 16.25 | 16.25 | 0 | 0 | 0 | 0 | 0 | 22.44% | 0% | 0% | 0% | 0% | 0% | 0% | 0% | 0% | [9 empty] | 0 | 0 | 0 | 0 | 0 | 0 | 0 | 0 | 0 | 0 | 0 | 0 | 0 | Existing & Under Const. Plant
| 4 | GP Tarkwa Plant | SouthWest Ghana Group | Oil | Oil Combustion | 0 | 0 | 0 | 0 | 0 | 0 | 0 | 0 | 0 | 0 | 0 | 0 | 0 | 0 | 0 | 0 | 0 | 0 | 17.5 | 17.5 | 17.5 | 17.5 | 17.5 | 17.5 | 17.5 | 17.5 | 17.5 | 0 | 0 | 0 | 0 | 0 | 0 | 0 | 0 | 0 | 0 | 0 | 0 | 0 | 0 | 0 | 0 | 0 | 0 | 33 | 33 | 33 | 33 | 33 | 33 | 33 | 33 | 33 | 0% | 0% | 0% | 0% | 0% | 0% | 0% | 0% | 0% | [9 empty] | 0 | 0 | 0 | 0 | 0 | 0 | 0 | 0 | 0 | 0 | 0 | 0 | 0 | Existing & Under Const. Plant
| 5 | GP Chirano Plant | SouthWest Ghana Group | Oil | Oil Combustion | 0 | 0 | 0 | 0 | 0 | 0 | 0 | 0 | 0 | 0 | 0 | 0 | 0 | 0 | 0 | 0 | 0 | 0 | 17.5 | 17.5 | 17.5 | 17.5 | 17.5 | 17.5 | 17.5 | 17.5 | 17.5 | 0 | 0 | 0 | 0 | 0 | 0 | 0 | 0 | 0 | 0 | 0 | 0 | 0 | 0 | 0 | 0 | 0 | 0 | 30 | 30 | 30 | 30 | 30 | 30 | 30 | 30 | 30 | 0% | 0% | 0% | 0% | 0% | 0% | 0% | 0% | 0% | [9 empty] | 0 | 0 | 0 | 0 | 0 | 0 | 0 | 0 | 0 | 0 | 0 | 0 | 0 | Existing & Under Const. Plant
| 6 | GP Darmang Plant | SouthWest Ghana Group | Oil | Oil Combustion | 0 | 0 | 0 | 0 | 0 | 0 | 0 | 0 | 0 | 0 | 0 | 0 | 0 | 0 | 0 | 0 | 0 | 0 | 17.5 | 17.5 | 17.5 | 17.5 | 17.5 | 17.5 | 17.5 | 17.5 | 17.5 | 0 | 0 | 0 | 0 | 0 | 0 | 0 | 0 | 0 | 0 | 0 | 0 | 0 | 0 | 0 | 0 | 0 | 0 | 25.5 | 25.5 | 25.5 | 25.5 | 25.5 | 25.5 | 25.5 | 25.5 | 25.5 | 0% | 0% | 0% | 0% | 0% | 0% | 0% | 0% | 0% | [9 empty] | 0 | 0 | 0 | 0 | 0 | 0 | 0 | 0 | 0 | 0 | 0 | 0 | 0 | Existing & Under Const. Plant
| 7 | SAPP 2 | SouthEast Ghana Group | Oil/Gas | Oil/Gas Combined Cycle | 9.6 | 23.5117 | 21.5283 | 23.5117 | 23.5117 | 23.5117 | 23.5117 | 18.0119 | 2.4511 | 1230.7629 | 3014.3161 | 2760.0414 | 3014.3157 | 3014.316 | 3014.316 | 3014.316 | 2309.2179 | 314.2387 | 16 | 16 | 16 | 16 | 16 | 16 | 16 | 16 | 16 | 3.5 | 3.5 | 3.5 | 3.5 | 3.5 | 3.5 | 3.5 | 3.5 | 3.5 | 70.9393 | 63.0446 | 64.8675 | 67.4557 | 72.9375 | 77.9325 | 74.312 | 84.4971 | 77.3107 | 370 | 370 | 370 | 370 | 370 | 370 | 370 | 370 | 370 | 37.97% | 93% | 85.15% | 93% | 93% | 93% | 93% | 71.25% | 9.695% | [9 empty] | 0 | 0 | 0 | 0 | 0 | 0 | 0 | 0 | 0 | 0 | 0 | 0 | 0 | Existing & Under Const. Plant
| 8 | Cenpower | SouthEast Ghana Group | Oil/Gas | Oil/Gas Combined Cycle | 0 | 6.1449 | 11.9025 | 14.9665 | 21.6884 | 21.6884 | 21.6884 | 7.6613 | 1.1479 | 0 | 784.7877 | 1520.1133 | 1911.4294 | 2769.912 | 2769.9121 | 2769.912 | 978.4519 | 146.6041 | 0 | 16 | 16 | 16 | 16 | 16 | 16 | 16 | 16 | 0 | 3.5 | 3.5 | 3.5 | 3.5 | 3.5 | 3.5 | 3.5 | 3.5 | 0 | 62.9848 | 64.5795 | 74.2236 | 74.1133 | 78.1325 | 77.2502 | 85.3719 | 79.2906 | 0 | 340 | 340 | 340 | 340 | 340 | 340 | 340 | 340 | 0% | 26.35% | 51.04% | 64.18% | 93% | 93% | 93% | 32.85% | 4.922% | [9 empty] | 0 | 0 | 0 | 0 | 0 | 0 | 0 | 0 | 0 | 0 | 0 | 0 | 0 | Existing & Under Const. Plant
| 9 | KarpowerShip 1 | SouthEast Ghana Group | Oil/Gas | Oil/Gas Combined Cycle | 14.837 | 0 | 0 | 0 | 0 | 0 | 0 | 0 | 0 | 1942.0128 | 0 | 0 | 0 | 0 | 0 | 0 | 0 | 0 | 177.828 | 0 | 0 | 0 | 0 | 0 | 0 | 0 | 0 | 3.5 | 0 | 0 | 0 | 0 | 0 | 0 | 0 | 0 | 67.7182 | 0 | 0 | 0 | 0 | 0 | 0 | 0 | 0 | 247 | 0 | 0 | 0 | 0 | 0 | 0 | 0 | 0 | 89.75% | 0% | 0% | 0% | 0% | 0% | 0% | 0% | 0% | [9 empty] | 0 | 0 | 0 | 0 | 0 | 0 | 0 | 0 | 0 | 0 | 0 | 0 | 0 | Existing & Under Const. Plant
| 10 | AKSA | SouthEast Ghana Group | Oil/Gas | Oil/Gas Combined Cycle | 10.1595 | 0 | 0.66922 | 0 | 25.9679 | 25.9679 | 7.6213 | 0.29026 | 0.054571 | 1195.236 | 0 | 78.7315 | 0 | 3055.05 | 3055.05 | 896.6272 | 34.1481 | 6.4201 | 16 | 16 | 16 | 16 | 16 | 16 | 16 | 16 | 16 | 3.5 | 0 | 3.5 | 0 | 3.5 | 3.5 | 3.5 | 3.5 | 3.5 | 75.3409 | 0 | 90.2125 | 0 | 78.3282 | 84.368 | 78.1938 | 88.461 | 97.8554 | 250 | 375 | 375 | 375 | 375 | 375 | 375 | 375 | 375 | 54.58% | 0% | 2.397% | 0% | 93% | 93% | 27.29% | 1.04% | 0.1954% | [9 empty] | 0 | 0 | 0 | 0 | 0 | 0 | 0 | 0 | 0 | 0 | 0 | 0 | 0 | Existing & Under Const. Plant
| 11 | TAPCO (T1) | SouthWest Ghana Group | Oil/Gas | Oil/Gas Combined Cycle | 11.645 | 17.1872 | 17.1872 | 17.1872 | 17.1872 | 17.1872 | 17.0931 | 1.3393 | 0.43854 | 1496.2078 | 2208.3 | 2208.3 | 2208.3 | 2208.2999 | 2208.2996 | 2196.2069 | 172.086 | 56.3459 | 18.7 | 18.7 | 18.7 | 18.7 | 18.7 | 18.7 | 18.7 | 18.7 | 18.7 | 5 | 5 | 5 | 5 | 5 | 5 | 5 | 5 | 5 | 59.3779 | 62.3154 | 64.7499 | 64.6242 | 61.2801 | 62.3592 | 63.0192 | 62.5775 | 61.5635 | 305 | 305 | 305 | 305 | 305 | 305 | 305 | 305 | 305 | 56% | 82.65% | 82.65% | 82.65% | 82.65% | 82.65% | 82.2% | 6.441% | 2.109% | [9 empty] | 0 | 0 | 0 | 0 | 0 | 0 | 0 | 0 | 0 | 0 | 0 | 0 | 0 | Existing & Under Const. Plant
| 12 | TICO (T2) | SouthWest Ghana Group | Oil/Gas | Oil/Gas Combined Cycle | 17.7346 | 17.7346 | 17.7346 | 17.7346 | 17.7346 | 17.7346 | 17.7346 | 17.1515 | 3.2934 | 2382.72 | 2382.72 | 2382.72 | 2382.72 | 2382.72 | 2382.72 | 2382.72 | 2304.3804 | 442.4839 | 30.94 | 30.94 | 30.94 | 30.94 | 30.94 | 30.94 | 30.94 | 30.94 | 30.94 | 4.9 | 4.9 | 4.9 | 4.9 | 4.9 | 4.9 | 4.9 | 4.9 | 4.9 | 54.9219 | 59.5931 | 61.9213 | 61.8011 | 58.603 | 59.635 | 60.2662 | 59.8438 | 58.8741 | 320 | 320 | 320 | 320 | 320 | 320 | 320 | 320 | 320 | 85% | 85% | 85% | 85% | 85% | 85% | 85% | 82.21% | 15.78% | [9 empty] | 0 | 0 | 0 | 0 | 0 | 0 | 0 | 0 | 0 | 0 | 0 | 0 | 0 | Existing & Under Const. Plant
| 13 | Amandi | SouthWest Ghana Group | Oil/Gas | Oil/Gas Combined Cycle | 0 | 0 | 8.0946 | 12.0103 | 12.0103 | 12.0103 | 10.4629 | 0.41861 | 0.14584 | 0 | 0 | 987.1488 | 1464.672 | 1464.672 | 1464.672 | 1275.9636 | 51.0497 | 17.7849 | 0 | 0 | 30.94 | 30.94 | 30.94 | 30.94 | 30.94 | 30.94 | 30.94 | 0 | 0 | 4.9 | 4.9 | 4.9 | 4.9 | 4.9 | 4.9 | 4.9 | 0 | 0 | 68.2191 | 68.0866 | 64.5633 | 65.7003 | 66.3957 | 65.9303 | 64.862 | 0 | 0 | 190 | 190 | 190 | 190 | 190 | 190 | 190 | 0% | 0% | 59.31% | 88% | 88% | 88% | 76.66% | 3.067% | 1.069% | [9 empty] | 0 | 0 | 0 | 0 | 0 | 0 | 0 | 0 | 0 | 0 | 0 | 0 | 0 | Existing & Under Const. Plant
| 14 | KarpowerShip 2 | SouthWest Ghana Group | Oil/Gas | Oil/Gas Combined Cycle | 0 | 26.7914 | 31.4034 | 24.9673 | 16.7413 | 0 | 0 | 0 | 0 | 0 | 3146.7469 | 3688.4396 | 2932.5009 | 1966.3319 | 0 | 0 | 0 | 0 | 0 | 177.828 | 177.828 | 177.828 | 177.828 | 0 | 0 | 0 | 0 | 0 | 3.5 | 3.5 | 3.5 | 3.5 | 0 | 0 | 0 | 0 | 0 | 68.1682 | 70.8314 | 70.6939 | 67.0356 | 0 | 0 | 0 | 0 | 0 | 450 | 450 | 450 | 450 | 0 | 0 | 0 | 0 | 0% | 79.83% | 93.57% | 74.39% | 49.88% | 0% | 0% | 0% | 0% | [9 empty] | 0 | 0 | 0 | 0 | 0 | 0 | 0 | 0 | 0 | 0 | 0 | 0 | 0 | Existing & Under Const. Plant
| 15 | Early Power | SouthEast Ghana Group | Oil/Gas | Oil/Gas Combustion | 0 | 0 | 7.7096 | 23.0656 | 23.0656 | 23.0656 | 23.0656 | 23.0656 | 10.2787 | 0 | 0 | 1027.9478 | 3075.417 | 3075.417 | 3075.417 | 3075.417 | 3075.417 | 1370.4937 | 0 | 0 | 16 | 16 | 16 | 16 | 16 | 16 | 16 | 0 | 0 | 3.5 | 3.5 | 3.5 | 3.5 | 3.5 | 3.5 | 3.5 | 0 | 0 | 62.3955 | 64.151 | 71.4311 | 71.5157 | 70.7279 | 78.5922 | 79.2861 | 0 | 0 | 377.5 | 377.5 | 377.5 | 377.5 | 377.5 | 377.5 | 377.5 | 0% | 0% | 31.08% | 93% | 93% | 93% | 93% | 93% | 41.44% | [9 empty] | 0 | 0 | 0 | 0 | 0 | 0 | 0 | 0 | 0 | 0 | 0 | 0 | 0 | Existing & Under Const. Plant
| 16 | TT1PP | SouthEast Ghana Group | Oil/Gas | Oil/Gas Combustion | 0 | 0 | 0 | 0 | 0 | 0 | 0 | 0 | 0 | 0 | 0 | 0 | 0 | 0 | 0 | 0 | 0 | 0 | 14.3 | 14.3 | 14.3 | 14.3 | 14.3 | 14.3 | 14.3 | 14.3 | 14.3 | 0 | 0 | 0 | 0 | 0 | 0 | 0 | 0 | 0 | 0 | 0 | 0 | 0 | 0 | 0 | 0 | 0 | 0 | 100 | 100 | 100 | 100 | 100 | 100 | 100 | 100 | 100 | 0% | 0% | 0% | 0% | 0% | 0% | 0% | 0% | 0% | [9 empty] | 0 | 0 | 0 | 0 | 0 | 0 | 0 | 0 | 0 | 0 | 0 | 0 | 0 | Existing & Under Const. Plant
| 17 | KTPP | SouthEast Ghana Group | Oil/Gas | Oil/Gas Combustion | 0.33667 | 0 | 0 | 0 | 0 | 0.012267 | 0 | 0 | 0 | 30.8874 | 0 | 0 | 0 | 0 | 1.1254 | 0 | 0 | 0 | 12.3 | 12.3 | 12.3 | 12.3 | 12.3 | 12.3 | 12.3 | 12.3 | 12.3 | 3.5 | 0 | 0 | 0 | 0 | 3.5 | 0 | 0 | 0 | 126.5585 | 0 | 0 | 0 | 0 | 87.3333 | 0 | 0 | 0 | 200 | 200 | 200 | 200 | 200 | 200 | 200 | 200 | 200 | 1.763% | 0% | 0% | 0% | 0% | 0.06424% | 0% | 0% | 0% | [9 empty] | 0 | 0 | 0 | 0 | 0 | 0 | 0 | 0 | 0 | 0 | 0 | 0 | 0 | Existing & Under Const. Plant
| 18 | Trojan 1 | SouthEast Ghana Group | Oil/Gas | Oil/Gas Combustion | 0.41408 | 0 | 0 | 0 | 0 | 0 | 0 | 0 | 0 | 49.0614 | 0 | 0 | 0 | 0 | 0 | 0 | 0 | 0 | 34 | 34 | 34 | 34 | 0 | 0 | 0 | 0 | 0 | 5.5 | 0 | 0 | 0 | 0 | 0 | 0 | 0 | 0 | 97.9957 | 0 | 0 | 0 | 0 | 0 | 0 | 0 | 0 | 24.96 | 24.96 | 24.96 | 24.96 | 0 | 0 | 0 | 0 | 0 | 22.44% | 0% | 0% | 0% | 0% | 0% | 0% | 0% | 0% | [9 empty] | 0 | 0 | 0 | 0 | 0 | 0 | 0 | 0 | 0 | 0 | 0 | 0 | 0 | Existing & Under Const. Plant
| 19 | MRP | SouthEast Ghana Group | Oil/Gas | Oil/Gas Combustion | 0 | 0 | 0 | 0 | 0 | 0 | 0 | 0 | 0 | 0 | 0 | 0 | 0 | 0 | 0 | 0 | 0 | 0 | 12.5737 | 12.5737 | 12.5737 | 12.5737 | 12.5737 | 12.5737 | 12.5737 | 12.5737 | 12.5737 | 0 | 0 | 0 | 0 | 0 | 0 | 0 | 0 | 0 | 0 | 0 | 0 | 0 | 0 | 0 | 0 | 0 | 0 | 70 | 70 | 70 | 70 | 70 | 70 | 70 | 70 | 70 | 0% | 0% | 0% | 0% | 0% | 0% | 0% | 0% | 0% | [9 empty] | 0 | 0 | 0 | 0 | 0 | 0 | 0 | 0 | 0 | 0 | 0 | 0 | 0 | Existing & Under Const. Plant
| 20 | Safisana | SouthEast Ghana Group | Biogas | Biogas | 0.010052 | 0.010052 | 0.010052 | 0.010052 | 0.010052 | 0.010052 | 0.010052 | 0.010052 | 0.010052 | 0.7446 | 0.7446 | 0.7446 | 0.7446 | 0.7446 | 0.7446 | 0.7446 | 0.7446 | 0.7446 | 35 | 35 | 35 | 35 | 35 | 35 | 35 | 35 | 35 | 4.2 | 4.2 | 4.2 | 4.2 | 4.2 | 4.2 | 4.2 | 4.2 | 4.2 | 40.5 | 40.5 | 40.5 | 40.5 | 40.5 | 40.5 | 40.5 | 40.5 | 40.5 | 0.1 | 0.1 | 0.1 | 0.1 | 0.1 | 0.1 | 0.1 | 0.1 | 0.1 | 85% | 85% | 85% | 85% | 85% | 85% | 85% | 85% | 85% | [9 empty] | 0 | 0 | 0 | 0 | 0 | 0 | 0 | 0 | 0 | 0 | 0 | 0 | 0 | Existing & Under Const. Plant
| 21 | TT2PP | SouthEast Ghana Group | Gas | Gas Combustion Turbine | 0.53258 | 0 | 0 | 0 | 0 | 2.8674 | 0.0083587 | 0 | 0 | 54.7924 | 0 | 0 | 0 | 0 | 295.0038 | 0.85995 | 0 | 0 | 12.1007 | 12.1007 | 12.1007 | 12.1007 | 12.1007 | 12.1007 | 12.1007 | 12.1007 | 12.1007 | 4.5 | 0 | 0 | 0 | 0 | 4.5 | 4.5 | 0 | 0 | 79.8984 | 0 | 0 | 0 | 0 | 103.3695 | 78.7032 | 0 | 0 | 45 | 45 | 45 | 45 | 45 | 45 | 45 | 45 | 45 | 13.9% | 0% | 0% | 0% | 0% | 74.84% | 0.2182% | 0% | 0% | [9 empty] | 0 | 0 | 0 | 0 | 0 | 0 | 0 | 0 | 0 | 0 | 0 | 0 | 0 | Existing & Under Const. Plant
| 22 | SAPP 1 | SouthEast Ghana Group | Gas | Gas Combustion Turbine | 3.0668 | 0 | 0 | 0 | 0 | 13.202 | 0.19389 | 0.006149 | 0 | 328.699 | 0 | 0 | 0 | 0 | 1415.006 | 20.7809 | 0.65906 | 0 | 11.83 | 11.83 | 11.83 | 11.83 | 11.83 | 11.83 | 11.83 | 11.83 | 11.83 | 4.5 | 0 | 0 | 0 | 0 | 4.5 | 4.5 | 4.5 | 0 | 76.6926 | 0 | 0 | 0 | 0 | 89.5047 | 75.5453 | 87.6919 | 0 | 180 | 180 | 180 | 180 | 180 | 180 | 180 | 180 | 180 | 20.85% | 0% | 0% | 0% | 0% | 89.74% | 1.318% | 0.0418% | 0% | [9 empty] | 0 | 0 | 0 | 0 | 0 | 0 | 0 | 0 | 0 | 0 | 0 | 0 | 0 | Existing & Under Const. Plant
| 23 | Trojan 3 | SouthEast Ghana Group | Gas | Gas Combustion Turbine | 0 | 0 | 0.2099 | 0 | 0 | 0 | 0 | 0 | 0 | 0 | 0 | 25.9138 | 0 | 0 | 0 | 0 | 0 | 0 | 0 | 34 | 34 | 34 | 0 | 0 | 0 | 0 | 0 | 0 | 0 | 5.5 | 0 | 0 | 0 | 0 | 0 | 0 | 0 | 0 | 66.582 | 0 | 0 | 0 | 0 | 0 | 0 | 0 | 49.92 | 49.92 | 49.92 | 0 | 0 | 0 | 0 | 0 | 0% | 0% | 5.926% | 0% | 0% | 0% | 0% | 0% | 0% | [9 empty] | 0 | 0 | 0 | 0 | 0 | 0 | 0 | 0 | 0 | 0 | 0 | 0 | 0 | Existing & Under Const. Plant
| 24 | Ameri_2016 | SouthWest Ghana Group | Gas | Gas Combustion Turbine | 0.43824 | 0 | 0 | 0 | 0 | 0 | 0 | 0 | 0 | 43.1252 | 0 | 0 | 0 | 0 | 0 | 0 | 0 | 0 | 14.54 | 14.54 | 14.54 | 14.54 | 0 | 0 | 0 | 0 | 0 | 5 | 0 | 0 | 0 | 0 | 0 | 0 | 0 | 0 | 74.9854 | 0 | 0 | 0 | 0 | 0 | 0 | 0 | 0 | 230 | 230 | 230 | 230 | 0 | 0 | 0 | 0 | 0 | 2.14% | 0% | 0% | 0% | 0% | 0% | 0% | 0% | 0% | [9 empty] | 0 | 0 | 0 | 0 | 0 | 0 | 0 | 0 | 0 | 0 | 0 | 0 | 0 | Existing & Under Const. Plant
| 25 | Ameri_2021 | SouthWest Ghana Group | Gas | Gas Combustion Turbine | 0 | 0 | 0 | 0 | 0 | 7.5777 | 0.010061 | 0 | 0 | 0 | 0 | 0 | 0 | 0 | 745.6885 | 0.99009 | 0 | 0 | 0 | 0 | 0 | 0 | 14.54 | 14.54 | 14.54 | 14.54 | 14.54 | 0 | 0 | 0 | 0 | 0 | 4.17 | 4.17 | 0 | 0 | 0 | 0 | 0 | 0 | 0 | 81.4202 | 82.282 | 0 | 0 | 0 | 0 | 0 | 0 | 230 | 230 | 230 | 230 | 230 | 0% | 0% | 0% | 0% | 0% | 37.01% | 0.04914% | 0% | 0% | [9 empty] | 0 | 0 | 0 | 0 | 0 | 0 | 0 | 0 | 0 | 0 | 0 | 0 | 0 | Existing & Under Const. Plant
| 26 | Bui | Northern Ghana Group | Water | Hydro | 0 | 0 | 0 | 0 | 0 | 0 | 0 | 0 | 0 | 669.5866 | 669.5866 | 669.5863 | 669.5867 | 669.5863 | 669.5865 | 669.5862 | 669.5863 | 669.5866 | 27.74 | 27.74 | 27.74 | 27.74 | 27.74 | 27.74 | 27.74 | 27.74 | 27.74 | 1.63 | 1.63 | 1.63 | 1.63 | 1.63 | 1.63 | 1.63 | 1.63 | 1.63 | 0 | 0 | 0 | 0 | 0 | 0 | 0 | 0 | 0 | 330 | 330 | 330 | 330 | 330 | 330 | 330 | 330 | 330 | 23.16% | 23.16% | 23.16% | 23.16% | 23.16% | 23.16% | 23.16% | 23.16% | 23.16% | [9 empty] | 0 | 0 | 0 | 0 | 0 | 0 | 0 | 0 | 0 | 0 | 0 | 0 | 0 | Existing & Under Const. Plant
| 27 | Akosombo | SouthEast Ghana Group | Water | Hydro | 0 | 0 | 0 | 0 | 0 | 0 | 0 | 0 | 0 | 3681.6892 | 3681.689 | 4016.3887 | 4016.3888 | 4434.7621 | 4434.7619 | 4434.7634 | 4434.7631 | 4434.763 | 9.16 | 9.16 | 9.16 | 9.16 | 9.16 | 9.16 | 9.16 | 9.16 | 9.16 | 0.98 | 0.98 | 0.98 | 0.98 | 0.98 | 0.98 | 0.98 | 0.98 | 0.98 | 0 | 0 | 0 | 0 | 0 | 0 | 0 | 0 | 0 | 900 | 900 | 900 | 900 | 900 | 900 | 900 | 900 | 900 | 46.7% | 46.7% | 50.94% | 50.94% | 56.25% | 56.25% | 56.25% | 56.25% | 56.25% | [9 empty] | 0 | 0 | 0 | 0 | 0 | 0 | 0 | 0 | 0 | 0 | 0 | 0 | 0 | Existing & Under Const. Plant
| 28 | Kpong | SouthEast Ghana Group | Water | Hydro | 0 | 0 | 0 | 0 | 0 | 0 | 0 | 0 | 0 | 722.7073 | 722.7074 | 788.4081 | 788.4081 | 870.5339 | 870.534 | 870.534 | 870.534 | 870.534 | 9.16 | 9.16 | 9.16 | 9.16 | 9.16 | 9.16 | 9.16 | 9.16 | 9.16 | 0.98 | 0.98 | 0.98 | 0.98 | 0.98 | 0.98 | 0.98 | 0.98 | 0.98 | 0 | 0 | 0 | 0 | 0 | 0 | 0 | 0 | 0 | 140 | 140 | 140 | 140 | 140 | 140 | 140 | 140 | 140 | 58.93% | 58.93% | 64.29% | 64.29% | 70.98% | 70.98% | 70.98% | 70.98% | 70.98% | [9 empty] | 0 | 0 | 0 | 0 | 0 | 0 | 0 | 0 | 0 | 0 | 0 | 0 | 0 | Existing & Under Const. Plant
| 29 | Cote d'Ivoire Dummy | Cote d'Ivoire | Water | Hydro | 0 | 0 | 0 | 0 | 0 | 0 | 0 | 0 | 0 | 814.6802 | 814.6799 | 814.6799 | 814.6798 | 814.6801 | 814.6805 | 814.68 | 814.6796 | 814.6798 | 0 | 0 | 0 | 0 | 0 | 0 | 0 | 0 | 0 | 10 | 10 | 10 | 10 | 10 | 10 | 10 | 10 | 10 | 0 | 0 | 0 | 0 | 0 | 0 | 0 | 0 | 0 | 150 | 150 | 150 | 150 | 150 | 150 | 150 | 150 | 150 | 62% | 62% | 62% | 62% | 62% | 62% | 62% | 62% | 62% | [9 empty] | 0 | 0 | 0 | 0 | 0 | 0 | 0 | 0 | 0 | 0 | 0 | 0 | 0 | Existing & Under Const. Plant
| 30 | Burkina Dummy | Burkina Group | Water | Hydro | 0 | 0 | 0 | 0 | 0 | 0 | 0 | 0 | 0 | 0.438 | 0.438 | 0.438 | 0.438 | 4.818 | 4.818 | 4.818 | 4.818 | 4.818 | 0 | 0 | 0 | 0 | 0 | 0 | 0 | 0 | 0 | 10 | 10 | 10 | 10 | 10 | 10 | 10 | 10 | 10 | 0 | 0 | 0 | 0 | 0 | 0 | 0 | 0 | 0 | 10 | 10 | 10 | 10 | 110 | 110 | 110 | 110 | 110 | 0.5% | 0.5% | 0.5% | 0.5% | 0.5% | 0.5% | 0.5% | 0.5% | 0.5% | [9 empty] | 0 | 0 | 0 | 0 | 0 | 0 | 0 | 0 | 0 | 0 | 0 | 0 | 0 | Existing & Under Const. Plant
| 31 | VRA Solar | Northern Ghana Group | Sun | Solar PV | 0 | 0 | 0 | 0 | 0 | 0 | 0 | 0 | 0 | 2.7132 | 2.7132 | 2.7132 | 2.7132 | 2.7132 | 2.7132 | 2.7132 | 2.7132 | 2.7132 | 0 | 0 | 0 | 0 | 0 | 0 | 0 | 0 | 0 | 0 | 0 | 0 | 0 | 0 | 0 | 0 | 0 | 0 | 0 | 0 | 0 | 0 | 0 | 0 | 0 | 0 | 0 | 1.8 | 1.8 | 1.8 | 1.8 | 1.8 | 1.8 | 1.8 | 1.8 | 1.8 | 17.21% | 17.21% | 17.21% | 17.21% | 17.21% | 17.21% | 17.21% | 17.21% | 17.21% | [9 empty] | 0 | 0 | 0 | 0 | 0 | 0 | 0 | 0 | 0 | 0 | 0 | 0 | 0 | Existing & Under Const. Plant
| 32 | BXC Solar | SouthEast Ghana Group | Sun | Solar PV | 0 | 0 | 0 | 0 | 0 | 0 | 0 | 0 | 0 | 24.0159 | 24.0159 | 24.0159 | 24.0159 | 24.0159 | 24.0159 | 24.0159 | 24.0159 | 0 | 0 | 0 | 0 | 0 | 0 | 0 | 0 | 0 | 0 | 0 | 0 | 0 | 0 | 0 | 0 | 0 | 0 | 0 | 0 | 0 | 0 | 0 | 0 | 0 | 0 | 0 | 0 | 18 | 18 | 18 | 18 | 18 | 18 | 18 | 18 | 0 | 15.23% | 15.23% | 15.23% | 15.23% | 15.23% | 15.23% | 15.23% | 15.23% | 0% | [9 empty] | 0 | 0 | 0 | 0 | 0 | 0 | 0 | 0 | 0 | 0 | 0 | 0 | 0 | Existing & Under Const. Plant
| 33 | ASHA BIOGAS 2018 | Ashanti Group | Biogas | Biogas | 0 | 0 | 0 | 0.26806 | 0.67014 | 0.67014 | 0.67014 | 0.67014 | 0.67014 | 0 | 0 | 0 | 14.892 | 37.23 | 37.23 | 37.23 | 37.23 | 37.23 | 0 | 0 | 0 | 410.32 | 410.32 | 410.32 | 410.32 | 410.32 | 410.32 | 0 | 0 | 0 | 5.5 | 5.5 | 5.5 | 5.5 | 5.5 | 5.5 | 0 | 0 | 0 | 54 | 54 | 54 | 54 | 54 | 54 | 0 | 0 | 0 | 2 | 5 | 5 | 5 | 5 | 5 | 0% | 0% | 0% | 85% | 85% | 85% | 85% | 85% | 85% | 0 | 0 | 0 | 8.4 | 12.6 | 0 | 0 | 0 | 0 | 0 | 0 | 0 | 5.7373 | 7.1124 | 0 | 0 | 0 | 0 | 14.1347 | 14.1347 | 21 | 23.1 | Unplanned Build | Potential Build Biogas2018
| 38 | NORT BIOMASS 2018 | Northern Ghana Group | Biomass | Biomass Combustion | 0 | 0 | 0 | 2.0104 | 6.0313 | 6.0313 | 6.0313 | 6.0313 | 6.0313 | 0 | 0 | 0 | 148.92 | 446.76 | 446.76 | 446.76 | 446.76 | 446.76 | 0 | 0 | 0 | 130 | 130 | 130 | 130 | 130 | 130 | 0 | 0 | 0 | 4.5 | 4.5 | 4.5 | 4.5 | 4.5 | 4.5 | 0 | 0 | 0 | 67.5 | 67.5 | 67.5 | 67.5 | 67.5 | 67.5 | 0 | 0 | 0 | 20 | 60 | 60 | 60 | 60 | 60 | 0% | 0% | 0% | 85% | 85% | 85% | 85% | 85% | 85% | 0 | 0 | 0 | 80 | 160 | 0 | 0 | 0 | 0 | 0 | 0 | 0 | 54.6411 | 90.3158 | 0 | 0 | 0 | 0 | 159.4526 | 159.4526 | 240 | 264 | Unplanned Build | Potential Build Biomass Combustion2018
| 41 | SOUT COAL STEAM TURBINE 2026 | SouthWest Ghana Group | Coal | Coal Steam Turbine | 0 | 0 | 0 | 0 | 0 | 31.6277 | 123.3624 | 123.3624 | 123.3624 | 0 | 0 | 0 | 0 | 0 | 3594.0616 | 14018.4528 | 14018.4528 | 14018.4528 | 0 | 0 | 0 | 0 | 0 | 65 | 65 | 65 | 65 | 0 | 0 | 0 | 0 | 0 | 6.034 | 6.034 | 6.034 | 6.034 | 0 | 0 | 0 | 0 | 0 | 28.6501 | 29.1315 | 30.4486 | 31.6724 | 0 | 0 | 0 | 0 | 0 | 482.683 | 1882.683 | 1882.683 | 1882.683 | 0% | 0% | 0% | 0% | 0% | 85% | 85% | 85% | 85% | 0 | 0 | 0 | 0 | 0 | 1522.3822 | 4415.6 | 0 | 0 | 0 | 0 | 0 | 0 | 0 | 645.6387 | 1406.9462 | 0 | 0 | 710.2025 | 2257.8434 | 1522.3822 | 6531.7804 | Unplanned Build | Potential Build Coal2026
| 43 | SOUT COMBINED CYCLE 2020 | SouthWest Ghana Group | Oil/Gas | Oil/Gas Combined Cycle | 0 | 0 | 0 | 0 | 0 | 0 | 0 | 33.7849 | 156.8083 | 0 | 0 | 0 | 0 | 0 | 0 | 0 | 4659.9871 | 21628.731 | 0 | 0 | 0 | 0 | 0 | 0 | 0 | 15 | 15 | 0 | 0 | 0 | 0 | 0 | 0 | 0 | 3.48 | 3.48 | 0 | 0 | 0 | 0 | 0 | 0 | 0 | 66.9037 | 87.6063 | 0 | 0 | 0 | 0 | 0 | 0 | 0 | 591.069 | 2753.729 | 0% | 0% | 0% | 0% | 0% | 0% | 0% | 90% | 89.66% | 0 | 0 | 0 | 0 | 0 | 0 | 0 | 615.3028 | 2251.3291 | 0 | 0 | 0 | 0 | 0 | 0 | 0 | 121.7344 | 276.5667 | 0 | 133.9078 | 0 | 676.8331 | Unplanned Build | Potential Build Oil/Gas Combined Cycle2020
| 45 | SOUT COMBINED CYCLE 2019 | SouthEast Ghana Group | Oil/Gas | Oil/Gas Combined Cycle | 0 | 0 | 0 | 0 | 0 | 0 | 12.7603 | 121.8966 | 181.033 | 0 | 0 | 0 | 0 | 0 | 0 | 1760.0417 | 16813.3278 | 24970.0696 | 0 | 0 | 0 | 0 | 0 | 0 | 15 | 15 | 15 | 0 | 0 | 0 | 0 | 0 | 0 | 3.48 | 3.48 | 3.48 | 0 | 0 | 0 | 0 | 0 | 0 | 64.6518 | 78.1843 | 83.1013 | 0 | 0 | 0 | 0 | 0 | 0 | 223.242 | 2132.582 | 3307.832 | 0% | 0% | 0% | 0% | 0% | 0% | 90% | 90% | 86.17% | 0 | 0 | 0 | 0 | 0 | 0 | 232.3949 | 1987.6229 | 1223.4352 | 0 | 0 | 0 | 0 | 0 | 0 | 74.0482 | 393.2406 | 150.2941 | 0 | 514.0177 | 0 | 2442.0196 | Unplanned Build | Potential Build Oil/Gas Combined Cycle2019
| 46 | SOUT COMBINED CYCLE 2018 | SouthWest Ghana Group | Oil/Gas | Oil/Gas Combined Cycle | 0 | 0 | 0 | 0 | 0 | 0 | 0 | 3.5717 | 3.3317 | 0 | 0 | 0 | 0 | 0 | 0 | 0 | 492.644 | 459.5499 | 0 | 0 | 0 | 0 | 0 | 0 | 0 | 15 | 15 | 0 | 0 | 0 | 0 | 0 | 0 | 0 | 3.48 | 3.48 | 0 | 0 | 0 | 0 | 0 | 0 | 0 | 59.5234 | 87.6063 | 0 | 0 | 0 | 0 | 0 | 0 | 0 | 62.4866 | 62.4866 | 0% | 0% | 0% | 0% | 0% | 0% | 0% | 90% | 83.95% | 0 | 0 | 0 | 0 | 0 | 0 | 0 | 65.0486 | 0 | 0 | 0 | 0 | 0 | 0 | 0 | 0 | 12.8695 | 0 | 0 | 14.1565 | 0 | 71.5534 | Unplanned Build | Potential Build Oil/Gas Combined Cycle2018
| 54 | ASHA INTERRUPTIBLE 2016 | Ashanti Group | Interruptible | Interruptible | 0 | 0 | 0 | 0 | 0 | 0 | 0 | 0 | 0 | 0 | 0 | 0 | 0 | 0 | 0 | 0 | 0 | 0 | 0 | 0 | 0 | 0 | 0 | 0 | 0 | 0 | 0 | 0 | 0 | 0 | 0 | 0 | 0 | 0 | 0 | 0 | 0 | 0 | 0 | 0 | 0 | 0 | 0 | 0 | 0 | 129.301 | 221.447 | 0 | 0 | 39.4406 | 120.908 | 0 | 0 | 0 | 0% | 0% | 0% | 0% | 0% | 0% | 0% | 0% | 0% | [9 empty] | 0 | 0 | 0 | 0 | 0 | 0 | 0 | 0 | 0 | 0 | 0 | 0 | 0 | Unplanned Build | Potential Build Interruptible2016
| 55 | BURK INTERRUPTIBLE 2016 | Burkina Group | Interruptible | Interruptible | 0 | 0 | 0 | 0 | 0 | 0 | 0 | 0 | 0 | 0 | 0 | 0 | 0 | 0 | 0 | 0 | 0 | 0 | 0 | 0 | 0 | 0 | 0 | 0 | 0 | 0 | 0 | 0 | 0 | 0 | 0 | 0 | 0 | 0 | 0 | 0 | 0 | 0 | 0 | 0 | 0 | 0 | 0 | 0 | 0 | 0 | 0 | 0 | 0 | 0.9 | 61.7 | 0 | 0 | 0 | 0% | 0% | 0% | 0% | 0% | 0% | 0% | 0% | 0% | [9 empty] | 0 | 0 | 0 | 0 | 0 | 0 | 0 | 0 | 0 | 0 | 0 | 0 | 0 | Unplanned Build | Potential Build Interruptible2016
| 58 | NORT INTERRUPTIBLE 2016 | Northern Ghana Group | Interruptible | Interruptible | 0 | 0 | 0 | 0 | 0 | 0 | 0 | 0 | 0 | 0 | 0 | 0 | 0 | 0 | 0 | 0 | 0 | 0 | 0 | 0 | 0 | 0 | 0 | 0 | 0 | 0 | 0 | 0 | 0 | 0 | 0 | 0 | 0 | 0 | 0 | 0 | 0 | 0 | 0 | 0 | 0 | 0 | 0 | 0 | 0 | 0 | 0 | 0 | 15.4976 | 151.062 | 134.27 | 0 | 0 | 0 | 0% | 0% | 0% | 0% | 0% | 0% | 0% | 0% | 0% | [9 empty] | 0 | 0 | 0 | 0 | 0 | 0 | 0 | 0 | 0 | 0 | 0 | 0 | 0 | Unplanned Build | Potential Build Interruptible2016
| 63 | ASHA SOLAR PV 2020 | Ashanti Group | Sun | Solar PV | 0 | 0 | 0 | 0 | 0 | 0 | 0 | 0 | 0 | 0 | 0 | 0 | 0 | 12.6751 | 12.6751 | 12.6751 | 12.6751 | 12.6751 | 0 | 0 | 0 | 0 | 24.8 | 24.8 | 24.8 | 24.8 | 24.8 | 0 | 0 | 0 | 0 | 0 | 0 | 0 | 0 | 0 | 0 | 0 | 0 | 0 | 0 | 0 | 0 | 0 | 0 | 0 | 0 | 0 | 0 | 10 | 10 | 10 | 10 | 10 | 0% | 0% | 0% | 0% | 14.47% | 14.47% | 14.47% | 14.47% | 14.47% | 0 | 0 | 0 | 0 | 10.2 | 0 | 0 | 0 | 0 | 0 | 0 | 0 | 0 | 5.7576 | 0 | 0 | 0 | 0 | 6.3334 | 6.3334 | 10.2 | 11.22 | Unplanned Build | Potential Build Solar PV2020
| 64 | ASHA SOLAR PV 2026 | Ashanti Group | Sun | Solar PV | 0 | 0 | 0 | 0 | 0 | 0 | 0 | 0 | 0 | 0 | 0 | 0 | 0 | 0 | 12.6751 | 38.0252 | 50.7002 | 50.7002 | 0 | 0 | 0 | 0 | 0 | 24.8 | 24.8 | 24.8 | 24.8 | 0 | 0 | 0 | 0 | 0 | 0 | 0 | 0 | 0 | 0 | 0 | 0 | 0 | 0 | 0 | 0 | 0 | 0 | 0 | 0 | 0 | 0 | 0 | 10 | 30 | 40 | 40 | 0% | 0% | 0% | 0% | 0% | 14.47% | 14.47% | 14.47% | 14.47% | 0 | 0 | 0 | 0 | 0 | 8.95 | 17.9 | 8.95 | 0 | 0 | 0 | 0 | 0 | 0 | 3.7957 | 5.7035 | 1.7707 | 0 | 4.1752 | 12.3969 | 8.95 | 39.38 | Unplanned Build | Potential Build Solar PV2026
| 65 | ASHA SOLAR PV 2035 | Ashanti Group | Sun | Solar PV | 0 | 0 | 0 | 0 | 0 | 0 | 0 | 0 | 0 | 0 | 0 | 0 | 0 | 0 | 0 | 0 | 12.6751 | 69.7128 | 0 | 0 | 0 | 0 | 0 | 0 | 0 | 25 | 25 | 0 | 0 | 0 | 0 | 0 | 0 | 0 | 0 | 0 | 0 | 0 | 0 | 0 | 0 | 0 | 0 | 0 | 0 | 0 | 0 | 0 | 0 | 0 | 0 | 0 | 10 | 55 | 0% | 0% | 0% | 0% | 0% | 0% | 0% | 14.47% | 14.47% | 0 | 0 | 0 | 0 | 0 | 0 | 0 | 7.6 | 34.2 | 0 | 0 | 0 | 0 | 0 | 0 | 0 | 1.5036 | 4.2013 | 0 | 1.654 | 0 | 8.36 | Unplanned Build | Potential Build Solar PV2035
| 66 | SOUT SOLAR PV 2020 | SouthWest Ghana Group | Sun | Solar PV | 0 | 0 | 0 | 0 | 0 | 0 | 0 | 0 | 0 | 0 | 0 | 0 | 0 | 12.6751 | 12.6751 | 12.6751 | 12.6751 | 12.6751 | 0 | 0 | 0 | 0 | 24.8 | 24.8 | 24.8 | 24.8 | 24.8 | 0 | 0 | 0 | 0 | 0 | 0 | 0 | 0 | 0 | 0 | 0 | 0 | 0 | 0 | 0 | 0 | 0 | 0 | 0 | 0 | 0 | 0 | 10 | 10 | 10 | 10 | 10 | 0% | 0% | 0% | 0% | 14.47% | 14.47% | 14.47% | 14.47% | 14.47% | 0 | 0 | 0 | 0 | 10.2 | 0 | 0 | 0 | 0 | 0 | 0 | 0 | 0 | 5.7576 | 0 | 0 | 0 | 0 | 6.3334 | 6.3334 | 10.2 | 11.22 | Unplanned Build | Potential Build Solar PV2020
| 67 | SOUT SOLAR PV 2026 | SouthWest Ghana Group | Sun | Solar PV | 0 | 0 | 0 | 0 | 0 | 0 | 0 | 0 | 0 | 0 | 0 | 0 | 0 | 0 | 12.6751 | 25.3501 | 31.6876 | 31.6876 | 0 | 0 | 0 | 0 | 0 | 24.8 | 24.8 | 24.8 | 24.8 | 0 | 0 | 0 | 0 | 0 | 0 | 0 | 0 | 0 | 0 | 0 | 0 | 0 | 0 | 0 | 0 | 0 | 0 | 0 | 0 | 0 | 0 | 0 | 10 | 20 | 25 | 25 | 0% | 0% | 0% | 0% | 0% | 14.47% | 14.47% | 14.47% | 14.47% | 0 | 0 | 0 | 0 | 0 | 8.95 | 8.95 | 4.475 | 0 | 0 | 0 | 0 | 0 | 0 | 3.7957 | 2.8517 | 0.88535 | 0 | 4.1752 | 8.2861 | 8.95 | 24.6125 | Unplanned Build | Potential Build Solar PV2026
| 68 | SOUT SOLAR PV 2035 | SouthWest Ghana Group | Sun | Solar PV | 0 | 0 | 0 | 0 | 0 | 0 | 0 | 0 | 0 | 0 | 0 | 0 | 0 | 0 | 0 | 0 | 12.6751 | 57.0377 | 0 | 0 | 0 | 0 | 0 | 0 | 0 | 25 | 25 | 0 | 0 | 0 | 0 | 0 | 0 | 0 | 0 | 0 | 0 | 0 | 0 | 0 | 0 | 0 | 0 | 0 | 0 | 0 | 0 | 0 | 0 | 0 | 0 | 0 | 10 | 45 | 0% | 0% | 0% | 0% | 0% | 0% | 0% | 14.47% | 14.47% | 0 | 0 | 0 | 0 | 0 | 0 | 0 | 7.6 | 26.6 | 0 | 0 | 0 | 0 | 0 | 0 | 0 | 1.5036 | 3.2677 | 0 | 1.654 | 0 | 8.36 | Unplanned Build | Potential Build Solar PV2035
| 69 | NORT SOLAR PV 2018 | Northern Ghana Group | Sun | Solar PV | 0 | 0 | 0 | 0 | 0 | 0 | 0 | 0 | 0 | 0 | 0 | 67.5263 | 67.5263 | 67.5263 | 67.5263 | 67.5263 | 67.5263 | 67.5263 | 0 | 0 | 24.8 | 24.8 | 24.8 | 24.8 | 24.8 | 24.8 | 24.8 | 0 | 0 | 0 | 0 | 0 | 0 | 0 | 0 | 0 | 0 | 0 | 0 | 0 | 0 | 0 | 0 | 0 | 0 | 0 | 0 | 47.1565 | 47.1565 | 47.1565 | 47.1565 | 47.1565 | 47.1565 | 47.1565 | 0% | 0% | 16.35% | 16.35% | 16.35% | 16.35% | 16.35% | 16.35% | 16.35% | 0 | 0 | 58.6155 | 0 | 0 | 0 | 0 | 0 | 0 | 0 | 0 | 44.0387 | 0 | 0 | 0 | 0 | 0 | 0 | 48.4426 | 48.4426 | 58.6155 | 64.4771 | Unplanned Build | Potential Build Solar PV2018
| 70 | NORT SOLAR PV 2020 | Northern Ghana Group | Sun | Solar PV | 0 | 0 | 0 | 0 | 0 | 0 | 0 | 0 | 0 | 0 | 0 | 0 | 0 | 143.1961 | 143.1961 | 143.1961 | 143.1961 | 143.1961 | 0 | 0 | 0 | 0 | 24.8 | 24.8 | 24.8 | 24.8 | 24.8 | 0 | 0 | 0 | 0 | 0 | 0 | 0 | 0 | 0 | 0 | 0 | 0 | 0 | 0 | 0 | 0 | 0 | 0 | 0 | 0 | 0 | 0 | 100 | 100 | 100 | 100 | 100 | 0% | 0% | 0% | 0% | 16.35% | 16.35% | 16.35% | 16.35% | 16.35% | 0 | 0 | 0 | 0 | 102 | 0 | 0 | 0 | 0 | 0 | 0 | 0 | 0 | 57.5763 | 0 | 0 | 0 | 0 | 63.334 | 63.334 | 102 | 112.2 | Unplanned Build | Potential Build Solar PV2020
| 71 | NORT SOLAR PV 2023 | Northern Ghana Group | Sun | Solar PV | 0 | 0 | 0 | 0 | 0 | 0 | 0 | 0 | 0 | 0 | 0 | 0 | 0 | 71.598 | 143.1961 | 143.1961 | 143.1961 | 143.1961 | 0 | 0 | 0 | 0 | 24.8 | 24.8 | 24.8 | 24.8 | 24.8 | 0 | 0 | 0 | 0 | 0 | 0 | 0 | 0 | 0 | 0 | 0 | 0 | 0 | 0 | 0 | 0 | 0 | 0 | 0 | 0 | 0 | 0 | 50 | 100 | 100 | 100 | 100 | 0% | 0% | 0% | 0% | 16.35% | 16.35% | 16.35% | 16.35% | 16.35% | 0 | 0 | 0 | 0 | 47.85 | 47.85 | 0 | 0 | 0 | 0 | 0 | 0 | 0 | 27.0101 | 20.2931 | 0 | 0 | 0 | 52.0335 | 52.0335 | 95.7 | 105.27 | Unplanned Build | Potential Build Solar PV2023
| 72 | NORT SOLAR PV 2026 | Northern Ghana Group | Sun | Solar PV | 0 | 0 | 0 | 0 | 0 | 0 | 0 | 0 | 0 | 0 | 0 | 0 | 0 | 0 | 71.598 | 214.7941 | 214.7941 | 214.7941 | 0 | 0 | 0 | 0 | 0 | 24.8 | 24.8 | 24.8 | 24.8 | 0 | 0 | 0 | 0 | 0 | 0 | 0 | 0 | 0 | 0 | 0 | 0 | 0 | 0 | 0 | 0 | 0 | 0 | 0 | 0 | 0 | 0 | 0 | 50 | 150 | 150 | 150 | 0% | 0% | 0% | 0% | 0% | 16.35% | 16.35% | 16.35% | 16.35% | 0 | 0 | 0 | 0 | 0 | 44.75 | 89.5 | 0 | 0 | 0 | 0 | 0 | 0 | 0 | 18.9784 | 28.5175 | 0 | 0 | 20.8762 | 52.2454 | 44.75 | 147.675 | Unplanned Build | Potential Build Solar PV2026
| 73 | NORT SOLAR PV 2030 | Northern Ghana Group | Sun | Solar PV | 0 | 0 | 0 | 0 | 0 | 0 | 0 | 0 | 0 | 0 | 0 | 0 | 0 | 0 | 0 | 35.799 | 178.9951 | 178.9951 | 0 | 0 | 0 | 0 | 0 | 0 | 24.8 | 24.8 | 24.8 | 0 | 0 | 0 | 0 | 0 | 0 | 0 | 0 | 0 | 0 | 0 | 0 | 0 | 0 | 0 | 0 | 0 | 0 | 0 | 0 | 0 | 0 | 0 | 0 | 25 | 125 | 125 | 0% | 0% | 0% | 0% | 0% | 0% | 16.35% | 16.35% | 16.35% | 0 | 0 | 0 | 0 | 0 | 0 | 20.7 | 82.8 | 0 | 0 | 0 | 0 | 0 | 0 | 0 | 6.5957 | 16.3815 | 0 | 0 | 25.2749 | 0 | 113.85 | Unplanned Build | Potential Build Solar PV2030
| 74 | NORT SOLAR PV 2035 | Northern Ghana Group | Sun | Solar PV | 0 | 0 | 0 | 0 | 0 | 0 | 0 | 0 | 0 | 0 | 0 | 0 | 0 | 0 | 0 | 0 | 71.598 | 429.5883 | 0 | 0 | 0 | 0 | 0 | 0 | 0 | 24.8 | 24.8 | 0 | 0 | 0 | 0 | 0 | 0 | 0 | 0 | 0 | 0 | 0 | 0 | 0 | 0 | 0 | 0 | 0 | 0 | 0 | 0 | 0 | 0 | 0 | 0 | 0 | 50 | 300 | 0% | 0% | 0% | 0% | 0% | 0% | 0% | 16.35% | 16.35% | 0 | 0 | 0 | 0 | 0 | 0 | 0 | 38 | 190 | 0 | 0 | 0 | 0 | 0 | 0 | 0 | 7.5181 | 23.3407 | 0 | 8.2699 | 0 | 41.8 | Unplanned Build | Potential Build Solar PV2035
| 76 | SOUT SOLAR PV 2020 | SouthEast Ghana Group | Sun | Solar PV | 0 | 0 | 0 | 0 | 0 | 0 | 0 | 0 | 0 | 0 | 0 | 0 | 0 | 63.3753 | 63.3753 | 63.3753 | 63.3753 | 63.3753 | 0 | 0 | 0 | 0 | 24.8 | 24.8 | 24.8 | 24.8 | 24.8 | 0 | 0 | 0 | 0 | 0 | 0 | 0 | 0 | 0 | 0 | 0 | 0 | 0 | 0 | 0 | 0 | 0 | 0 | 0 | 0 | 0 | 0 | 50 | 50 | 50 | 50 | 50 | 0% | 0% | 0% | 0% | 14.47% | 14.47% | 14.47% | 14.47% | 14.47% | 0 | 0 | 0 | 0 | 51 | 0 | 0 | 0 | 0 | 0 | 0 | 0 | 0 | 28.7882 | 0 | 0 | 0 | 0 | 31.667 | 31.667 | 51 | 56.1 | Unplanned Build | Potential Build Solar PV2020
| 77 | SOUT SOLAR PV 2026 | SouthEast Ghana Group | Sun | Solar PV | 0 | 0 | 0 | 0 | 0 | 0 | 0 | 0 | 0 | 0 | 0 | 0 | 0 | 0 | 31.6876 | 221.8134 | 285.1886 | 285.1886 | 0 | 0 | 0 | 0 | 0 | 24.8 | 24.8 | 24.8 | 24.8 | 0 | 0 | 0 | 0 | 0 | 0 | 0 | 0 | 0 | 0 | 0 | 0 | 0 | 0 | 0 | 0 | 0 | 0 | 0 | 0 | 0 | 0 | 0 | 25 | 175 | 225 | 225 | 0% | 0% | 0% | 0% | 0% | 14.47% | 14.47% | 14.47% | 14.47% | 0 | 0 | 0 | 0 | 0 | 22.375 | 134.25 | 44.75 | 0 | 0 | 0 | 0 | 0 | 0 | 9.4892 | 42.7762 | 8.8535 | 0 | 10.4381 | 67.2308 | 22.375 | 221.5125 | Unplanned Build | Potential Build Solar PV2026
| 78 | SOUT SOLAR PV 2035 | SouthEast Ghana Group | Sun | Solar PV | 0 | 0 | 0 | 0 | 0 | 0 | 0 | 0 | 0 | 0 | 0 | 0 | 0 | 0 | 0 | 0 | 63.3753 | 285.1886 | 0 | 0 | 0 | 0 | 0 | 0 | 0 | 25 | 25 | 0 | 0 | 0 | 0 | 0 | 0 | 0 | 0 | 0 | 0 | 0 | 0 | 0 | 0 | 0 | 0 | 0 | 0 | 0 | 0 | 0 | 0 | 0 | 0 | 0 | 50 | 225 | 0% | 0% | 0% | 0% | 0% | 0% | 0% | 14.47% | 14.47% | 0 | 0 | 0 | 0 | 0 | 0 | 0 | 38 | 133 | 0 | 0 | 0 | 0 | 0 | 0 | 0 | 7.5181 | 16.3385 | 0 | 8.2699 | 0 | 41.8 | Unplanned Build | Potential Build Solar PV2035
| 80 | SOUT SOLAR PV 2020 | SouthWest Ghana Group | Sun | Solar PV | 0 | 0 | 0 | 0 | 0 | 0 | 0 | 0 | 0 | 0 | 0 | 0 | 0 | 6.5372 | 44.5624 | 44.5624 | 44.5624 | 44.5624 | 0 | 0 | 0 | 0 | 24.8 | 24.8 | 24.8 | 24.8 | 24.8 | 0 | 0 | 0 | 0 | 0 | 0 | 0 | 0 | 0 | 0 | 0 | 0 | 0 | 0 | 0 | 0 | 0 | 0 | 0 | 0 | 0 | 0 | 5.1576 | 35.1576 | 35.1576 | 35.1576 | 35.1576 | 0% | 0% | 0% | 0% | 14.47% | 14.47% | 14.47% | 14.47% | 14.47% | 0 | 0 | 0 | 0 | 5.2607 | 30.6 | 0 | 0 | 0 | 0 | 0 | 0 | 0 | 2.9695 | 12.9774 | 0 | 0 | 0 | 17.5416 | 17.5416 | 35.8607 | 39.4468 | Unplanned Build | Potential Build Solar PV2020
| 81 | SOUT SOLAR PV 2026 | SouthWest Ghana Group | Sun | Solar PV | 0 | 0 | 0 | 0 | 0 | 0 | 0 | 0 | 0 | 0 | 0 | 0 | 0 | 0 | 25.3501 | 126.7505 | 152.1006 | 152.1006 | 0 | 0 | 0 | 0 | 0 | 24.8 | 24.8 | 24.8 | 24.8 | 0 | 0 | 0 | 0 | 0 | 0 | 0 | 0 | 0 | 0 | 0 | 0 | 0 | 0 | 0 | 0 | 0 | 0 | 0 | 0 | 0 | 0 | 0 | 20 | 100 | 120 | 120 | 0% | 0% | 0% | 0% | 0% | 14.47% | 14.47% | 14.47% | 14.47% | 0 | 0 | 0 | 0 | 0 | 17.9 | 71.6 | 17.9 | 0 | 0 | 0 | 0 | 0 | 0 | 7.5913 | 22.814 | 3.5414 | 0 | 8.3505 | 37.3414 | 17.9 | 118.14 | Unplanned Build | Potential Build Solar PV2026
| 82 | SOUT SOLAR PV 2035 | SouthWest Ghana Group | Sun | Solar PV | 0 | 0 | 0 | 0 | 0 | 0 | 0 | 0 | 0 | 0 | 0 | 0 | 0 | 0 | 0 | 0 | 12.6751 | 152.1006 | 0 | 0 | 0 | 0 | 0 | 0 | 0 | 25 | 25 | 0 | 0 | 0 | 0 | 0 | 0 | 0 | 0 | 0 | 0 | 0 | 0 | 0 | 0 | 0 | 0 | 0 | 0 | 0 | 0 | 0 | 0 | 0 | 0 | 0 | 10 | 120 | 0% | 0% | 0% | 0% | 0% | 0% | 0% | 14.47% | 14.47% | 0 | 0 | 0 | 0 | 0 | 0 | 0 | 7.6 | 83.6 | 0 | 0 | 0 | 0 | 0 | 0 | 0 | 1.5036 | 10.2699 | 0 | 1.654 | 0 | 8.36 | Unplanned Build | Potential Build Solar PV2035
| 84 | SOUT SOLAR PV 2026 | SouthEast Ghana Group | Sun | Solar PV | 0 | 0 | 0 | 0 | 0 | 0 | 0 | 0 | 0 | 0 | 0 | 0 | 0 | 0 | 12.6751 | 25.3501 | 38.0252 | 38.0252 | 0 | 0 | 0 | 0 | 0 | 24.8 | 24.8 | 24.8 | 24.8 | 0 | 0 | 0 | 0 | 0 | 0 | 0 | 0 | 0 | 0 | 0 | 0 | 0 | 0 | 0 | 0 | 0 | 0 | 0 | 0 | 0 | 0 | 0 | 10 | 20 | 30 | 30 | 0% | 0% | 0% | 0% | 0% | 14.47% | 14.47% | 14.47% | 14.47% | 0 | 0 | 0 | 0 | 0 | 8.95 | 8.95 | 8.95 | 0 | 0 | 0 | 0 | 0 | 0 | 3.7957 | 2.8517 | 1.7707 | 0 | 4.1752 | 9.2599 | 8.95 | 29.535 | Unplanned Build | Potential Build Solar PV2026
| 85 | SOUT SOLAR PV 2035 | SouthEast Ghana Group | Sun | Solar PV | 0 | 0 | 0 | 0 | 0 | 0 | 0 | 0 | 0 | 0 | 0 | 0 | 0 | 0 | 0 | 0 | 12.6751 | 38.0252 | 0 | 0 | 0 | 0 | 0 | 0 | 0 | 25 | 25 | 0 | 0 | 0 | 0 | 0 | 0 | 0 | 0 | 0 | 0 | 0 | 0 | 0 | 0 | 0 | 0 | 0 | 0 | 0 | 0 | 0 | 0 | 0 | 0 | 0 | 10 | 30 | 0% | 0% | 0% | 0% | 0% | 0% | 0% | 14.47% | 14.47% | 0 | 0 | 0 | 0 | 0 | 0 | 0 | 7.6 | 15.2 | 0 | 0 | 0 | 0 | 0 | 0 | 0 | 1.5036 | 1.8673 | 0 | 1.654 | 0 | 8.36 | Unplanned Build | Potential Build Solar PV2035
| 87 | ASHA SOLAR PV WITH STORAGE 2026 | Ashanti Group | Sun + storage | Solar PV + Storage | 0 | 0 | 0 | 0 | 0 | 0 | 0 | 0 | 0 | 0 | 0 | 0 | 0 | 0 | 0 | 12.675 | 12.675 | 12.675 | 0 | 0 | 0 | 0 | 0 | 0 | 28 | 28 | 28 | 0 | 0 | 0 | 0 | 0 | 0 | 0 | 0 | 0 | 0 | 0 | 0 | 0 | 0 | 0 | 0 | 0 | 0 | 0 | 0 | 0 | 0 | 0 | 0 | 10 | 10 | 10 | 0% | 0% | 0% | 0% | 0% | 0% | 14.47% | 14.47% | 14.47% | 0 | 0 | 0 | 0 | 0 | 0 | 12.5 | 0 | 0 | 0 | 0 | 0 | 0 | 0 | 0 | 3.9829 | 0 | 0 | 0 | 4.3812 | 0 | 13.75 | Unplanned Build | Potential Build Solar PV with storage2026
| 88 | ASHA SOLAR PV WITH STORAGE 2035 | Ashanti Group | Sun + storage | Solar PV + Storage | 0 | 0 | 0 | 0 | 0 | 0 | 0 | 0 | 0 | 0 | 0 | 0 | 0 | 0 | 0 | 0 | 6.3375 | 38.0251 | 0 | 0 | 0 | 0 | 0 | 0 | 0 | 28 | 28 | 0 | 0 | 0 | 0 | 0 | 0 | 0 | 0 | 0 | 0 | 0 | 0 | 0 | 0 | 0 | 0 | 0 | 0 | 0 | 0 | 0 | 0 | 0 | 0 | 0 | 5 | 30 | 0% | 0% | 0% | 0% | 0% | 0% | 0% | 14.47% | 14.47% | 0 | 0 | 0 | 0 | 0 | 0 | 0 | 5.4 | 27 | 0 | 0 | 0 | 0 | 0 | 0 | 0 | 1.0684 | 3.3168 | 0 | 1.1752 | 0 | 5.94 | Unplanned Build | Potential Build Solar PV with storage2035
| 91 | SOUT SOLAR PV WITH STORAGE 2035 | SouthWest Ghana Group | Sun + storage | Solar PV + Storage | 0 | 0 | 0 | 0 | 0 | 0 | 0 | 0 | 0 | 0 | 0 | 0 | 0 | 0 | 0 | 0 | 6.3375 | 31.6876 | 0 | 0 | 0 | 0 | 0 | 0 | 0 | 28 | 28 | 0 | 0 | 0 | 0 | 0 | 0 | 0 | 0 | 0 | 0 | 0 | 0 | 0 | 0 | 0 | 0 | 0 | 0 | 0 | 0 | 0 | 0 | 0 | 0 | 0 | 5 | 25 | 0% | 0% | 0% | 0% | 0% | 0% | 0% | 14.47% | 14.47% | 0 | 0 | 0 | 0 | 0 | 0 | 0 | 5.4 | 21.6 | 0 | 0 | 0 | 0 | 0 | 0 | 0 | 1.0684 | 2.6535 | 0 | 1.1752 | 0 | 5.94 | Unplanned Build | Potential Build Solar PV with storage2035
| 93 | NORT SOLAR PV WITH STORAGE 2026 | Northern Ghana Group | Sun + storage | Solar PV + Storage | 0 | 0 | 0 | 0 | 0 | 0 | 0 | 0 | 0 | 0 | 0 | 0 | 0 | 0 | 0 | 63.3752 | 63.3752 | 63.3752 | 0 | 0 | 0 | 0 | 0 | 0 | 28 | 28 | 28 | 0 | 0 | 0 | 0 | 0 | 0 | 0 | 0 | 0 | 0 | 0 | 0 | 0 | 0 | 0 | 0 | 0 | 0 | 0 | 0 | 0 | 0 | 0 | 0 | 50 | 50 | 50 | 0% | 0% | 0% | 0% | 0% | 0% | 14.47% | 14.47% | 14.47% | 0 | 0 | 0 | 0 | 0 | 0 | 62.5 | 0 | 0 | 0 | 0 | 0 | 0 | 0 | 0 | 19.9144 | 0 | 0 | 0 | 21.9059 | 0 | 68.75 | Unplanned Build | Potential Build Solar PV with storage2026
| 94 | NORT SOLAR PV WITH STORAGE 2035 | Northern Ghana Group | Sun + storage | Solar PV + Storage | 0 | 0 | 0 | 0 | 0 | 0 | 0 | 0 | 0 | 0 | 0 | 0 | 0 | 0 | 0 | 0 | 31.6876 | 190.1257 | 0 | 0 | 0 | 0 | 0 | 0 | 0 | 28 | 28 | 0 | 0 | 0 | 0 | 0 | 0 | 0 | 0 | 0 | 0 | 0 | 0 | 0 | 0 | 0 | 0 | 0 | 0 | 0 | 0 | 0 | 0 | 0 | 0 | 0 | 25 | 150 | 0% | 0% | 0% | 0% | 0% | 0% | 0% | 14.47% | 14.47% | 0 | 0 | 0 | 0 | 0 | 0 | 0 | 27 | 135 | 0 | 0 | 0 | 0 | 0 | 0 | 0 | 5.3418 | 16.5842 | 0 | 5.876 | 0 | 29.7 | Unplanned Build | Potential Build Solar PV with storage2035
| 96 | SOUT SOLAR PV WITH STORAGE 2026 | SouthEast Ghana Group | Sun + storage | Solar PV + Storage | 0 | 0 | 0 | 0 | 0 | 0 | 0 | 0 | 0 | 0 | 0 | 0 | 0 | 0 | 0 | 5.5784e-05 | 5.5784e-05 | 5.5784e-05 | 0 | 0 | 0 | 0 | 0 | 0 | 28 | 28 | 28 | 0 | 0 | 0 | 0 | 0 | 0 | 0 | 0 | 0 | 0 | 0 | 0 | 0 | 0 | 0 | 0 | 0 | 0 | 0 | 0 | 0 | 0 | 0 | 0 | 4.4011e-05 | 4.4011e-05 | 4.4011e-05 | 0% | 0% | 0% | 0% | 0% | 0% | 14.47% | 14.47% | 14.47% | 0 | 0 | 0 | 0 | 0 | 0 | 5.5013e-05 | 0 | 0 | 0 | 0 | 0 | 0 | 0 | 0 | 1.7529e-05 | 0 | 0 | 0 | 1.9282e-05 | 0 | 6.0515e-05 | Unplanned Build | Potential Build Solar PV with storage2026
| 97 | SOUT SOLAR PV WITH STORAGE 2035 | SouthEast Ghana Group | Sun + storage | Solar PV + Storage | 0 | 0 | 0 | 0 | 0 | 0 | 0 | 0 | 0 | 0 | 0 | 0 | 0 | 0 | 0 | 0 | 31.6876 | 139.4255 | 0 | 0 | 0 | 0 | 0 | 0 | 0 | 28 | 28 | 0 | 0 | 0 | 0 | 0 | 0 | 0 | 0 | 0 | 0 | 0 | 0 | 0 | 0 | 0 | 0 | 0 | 0 | 0 | 0 | 0 | 0 | 0 | 0 | 0 | 25 | 110 | 0% | 0% | 0% | 0% | 0% | 0% | 0% | 14.47% | 14.47% | 0 | 0 | 0 | 0 | 0 | 0 | 0 | 27 | 91.8 | 0 | 0 | 0 | 0 | 0 | 0 | 0 | 5.3418 | 11.2773 | 0 | 5.876 | 0 | 29.7 | Unplanned Build | Potential Build Solar PV with storage2035
| 100 | SOUT SOLAR PV WITH STORAGE 2035 | SouthWest Ghana Group | Sun + storage | Solar PV + Storage | 0 | 0 | 0 | 0 | 0 | 0 | 0 | 0 | 0 | 0 | 0 | 0 | 0 | 0 | 0 | 0 | 6.3375 | 76.0503 | 0 | 0 | 0 | 0 | 0 | 0 | 0 | 28 | 28 | 0 | 0 | 0 | 0 | 0 | 0 | 0 | 0 | 0 | 0 | 0 | 0 | 0 | 0 | 0 | 0 | 0 | 0 | 0 | 0 | 0 | 0 | 0 | 0 | 0 | 5 | 60 | 0% | 0% | 0% | 0% | 0% | 0% | 0% | 14.47% | 14.47% | 0 | 0 | 0 | 0 | 0 | 0 | 0 | 5.4 | 59.4 | 0 | 0 | 0 | 0 | 0 | 0 | 0 | 1.0684 | 7.2971 | 0 | 1.1752 | 0 | 5.94 | Unplanned Build | Potential Build Solar PV with storage2035
| 103 | SOUT SOLAR PV WITH STORAGE 2035 | SouthEast Ghana Group | Sun + storage | Solar PV + Storage | 0 | 0 | 0 | 0 | 0 | 0 | 0 | 0 | 0 | 0 | 0 | 0 | 0 | 0 | 0 | 0 | 6.3375 | 25.3501 | 0 | 0 | 0 | 0 | 0 | 0 | 0 | 28 | 28 | 0 | 0 | 0 | 0 | 0 | 0 | 0 | 0 | 0 | 0 | 0 | 0 | 0 | 0 | 0 | 0 | 0 | 0 | 0 | 0 | 0 | 0 | 0 | 0 | 0 | 5 | 20 | 0% | 0% | 0% | 0% | 0% | 0% | 0% | 14.47% | 14.47% | 0 | 0 | 0 | 0 | 0 | 0 | 0 | 5.4 | 16.2 | 0 | 0 | 0 | 0 | 0 | 0 | 0 | 1.0684 | 1.9901 | 0 | 1.1752 | 0 | 5.94 | Unplanned Build | Potential Build Solar PV with storage2035
| 104 | SOUT WIND TURBINE 2020 | SouthEast Ghana Group | Wind | Wind | 0 | 0 | 0 | 0 | 0 | 0 | 0 | 0 | 0 | 0 | 0 | 0 | 175.1525 | 350.305 | 525.4575 | 525.4575 | 525.4575 | 525.4575 | 0 | 0 | 0 | 46.71 | 46.71 | 46.71 | 46.71 | 46.71 | 46.71 | 0 | 0 | 0 | 0 | 0 | 0 | 0 | 0 | 0 | 0 | 0 | 0 | 0 | 0 | 0 | 0 | 0 | 0 | 0 | 0 | 0 | 75 | 150 | 225 | 225 | 225 | 225 | 0% | 0% | 0% | 26.66% | 26.66% | 26.66% | 26.66% | 26.66% | 26.66% | 0 | 0 | 0 | 116.025 | 116.025 | 116.025 | 0 | 0 | 0 | 0 | 0 | 0 | 79.2466 | 65.4931 | 49.2059 | 0 | 0 | 0 | 213.3402 | 213.3402 | 348.075 | 382.8825 | Unplanned Build | Potential Build Wind2020
| 105 | SOUT WIND TURBINE 2026 | SouthEast Ghana Group | Wind | Wind | 0 | 0 | 0 | 0 | 0 | 0 | 0 | 0 | 0 | 0 | 0 | 0 | 0 | 0 | 175.1525 | 408.6892 | 525.4575 | 525.4575 | 0 | 0 | 0 | 0 | 0 | 46.71 | 46.71 | 46.71 | 46.71 | 0 | 0 | 0 | 0 | 0 | 0 | 0 | 0 | 0 | 0 | 0 | 0 | 0 | 0 | 0 | 0 | 0 | 0 | 0 | 0 | 0 | 0 | 0 | 75 | 175 | 225 | 225 | 0% | 0% | 0% | 0% | 0% | 26.66% | 26.66% | 26.66% | 26.66% | 0 | 0 | 0 | 0 | 0 | 109.5 | 146 | 73 | 0 | 0 | 0 | 0 | 0 | 0 | 46.4387 | 46.5201 | 14.4427 | 0 | 51.0826 | 118.1416 | 109.5 | 361.35 | Unplanned Build | Potential Build Wind2026
| 106 | SOUT WIND TURBINE 2035 | SouthEast Ghana Group | Wind | Wind | 0 | 0 | 0 | 0 | 0 | 0 | 0 | 0 | 0 | 0 | 0 | 0 | 0 | 0 | 0 | 0 | 233.5367 | 233.5367 | 0 | 0 | 0 | 0 | 0 | 0 | 0 | 47 | 47 | 0 | 0 | 0 | 0 | 0 | 0 | 0 | 0 | 0 | 0 | 0 | 0 | 0 | 0 | 0 | 0 | 0 | 0 | 0 | 0 | 0 | 0 | 0 | 0 | 0 | 100 | 100 | 0% | 0% | 0% | 0% | 0% | 0% | 0% | 26.66% | 26.66% | 0 | 0 | 0 | 0 | 0 | 0 | 0 | 134.4 | 0 | 0 | 0 | 0 | 0 | 0 | 0 | 0 | 26.5903 | 0 | 0 | 29.2494 | 0 | 147.84 | Unplanned Build | Potential Build Wind2035
[6 empty] | 0 | 0 | 0 | 0 | 0 | 0 | 0 |  |  | 0 | 0 | 0 | 0 | 0 | 0 | 0 |  |  | 0 | 0 | 0 | 0 | 0 | 0 | 0 |  |  | 0 | 0 | 0 | 0 | 0 | 0 | 0 |  |  | 0 | 0 | 0 | 0 | 0 | 0 | 0 |  |  | 0 | 0 | 0 | 0 | 0 | 0 | 0 |  |  | 0 | 0 | 0 | 0 | 0 | 0 | 0

## Low Demand
Bck to Contents | [77 empty] | 90.91% | 82.64% | 75.13% | 68.3% | 56.45% | 42.41% | 31.86% | 19.78% | 12.28% | Cap Cost NPV |  | Cap Cost -- no NPV
|  | Plant Name |  |  |  | FUEL CONSUMPTION | [8 empty] | GENERATION | [8 empty] | FOM (USD/kW-yr | [8 empty] | VOM (USD/MWh) | [8 empty] | Fuel Cost (USD/MWh) | [8 empty] | Available Capacity | [8 empty] | Capacity Factors | [8 empty] | Total Capital Cost | [8 empty] | Total Capital Cost (NPV) | [8 empty] | 1426.0885 | 1653.1585 | 2716.4084 | 3751.0643 | Unplanned? | Plant Name
| UnitID |  | Model Region | Fuel Type | Capacity Type | 2017 | 2018 | 2019 | 2020 | 2023 | 2026 | 2030 | 2035 | 2040 | 2017 | 2018 | 2019 | 2020 | 2023 | 2026 | 2030 | 2035 | 2040 | 2017 | 2018 | 2019 | 2020 | 2023 | 2026 | 2030 | 2035 | 2040 | 2017 | 2018 | 2019 | 2020 | 2023 | 2026 | 2030 | 2035 | 2040 | 2017 | 2018 | 2019 | 2020 | 2023 | 2026 | 2030 | 2035 | 2040 | 2017 | 2018 | 2019 | 2020 | 2023 | 2026 | 2030 | 2035 | 2040 | 2017 | 2018 | 2019 | 2020 | 2023 | 2026 | 2030 | 2035 | 2040 | 2017 | 2018 | 2019 | 2020 | 2023 | 2026 | 2030 | 2035 | 2040 | 2017 | 2018 | 2019 | 2020 | 2023 | 2026 | 2030 | 2035 | 2040 | 10-year | 20-year | 10-year | 20-year
| 1 | CENIT | SouthEast Ghana Group | Oil | Oil Combustion | 0 | 0 | 0 | 0 | 0 | 0 | 0 | 0 | 0 | 0 | 0 | 0 | 0 | 0 | 0 | 0 | 0 | 0 | 11.83 | 11.83 | 11.83 | 11.83 | 11.83 | 11.83 | 11.83 | 0 | 0 | 0 | 0 | 0 | 0 | 0 | 0 | 0 | 0 | 0 | 0 | 0 | 0 | 0 | 0 | 0 | 0 | 0 | 0 | 100 | 100 | 100 | 100 | 100 | 100 | 100 | 0 | 0 | 0% | 0% | 0% | 0% | 0% | 0% | 0% | 0% | 0% | [9 empty] | 0 | 0 | 0 | 0 | 0 | 0 | 0 | 0 | 0 | 0 | 0 | 0 | 0 | Existing & Under Const. Plant
| 2 | Trojan 2B | SouthEast Ghana Group | Oil | Oil Combustion | 0.26958 | 0 | 0 | 0 | 0 | 0 | 0 | 0 | 0 | 31.941 | 0 | 0 | 0 | 0 | 0 | 0 | 0 | 0 | 34 | 34 | 34 | 34 | 0 | 0 | 0 | 0 | 0 | 5.5 | 0 | 0 | 0 | 0 | 0 | 0 | 0 | 0 | 97.9957 | 0 | 0 | 0 | 0 | 0 | 0 | 0 | 0 | 16.25 | 16.25 | 16.25 | 16.25 | 0 | 0 | 0 | 0 | 0 | 22.44% | 0% | 0% | 0% | 0% | 0% | 0% | 0% | 0% | [9 empty] | 0 | 0 | 0 | 0 | 0 | 0 | 0 | 0 | 0 | 0 | 0 | 0 | 0 | Existing & Under Const. Plant
| 3 | Trojan 2A | Ashanti Group | Oil | Oil Combustion | 0.26958 | 0 | 0 | 0 | 0 | 0 | 0 | 0 | 0 | 31.941 | 0 | 0 | 0 | 0 | 0 | 0 | 0 | 0 | 34 | 34 | 34 | 34 | 0 | 0 | 0 | 0 | 0 | 5.5 | 0 | 0 | 0 | 0 | 0 | 0 | 0 | 0 | 108.8196 | 0 | 0 | 0 | 0 | 0 | 0 | 0 | 0 | 16.25 | 16.25 | 16.25 | 16.25 | 0 | 0 | 0 | 0 | 0 | 22.44% | 0% | 0% | 0% | 0% | 0% | 0% | 0% | 0% | [9 empty] | 0 | 0 | 0 | 0 | 0 | 0 | 0 | 0 | 0 | 0 | 0 | 0 | 0 | Existing & Under Const. Plant
| 4 | GP Tarkwa Plant | SouthWest Ghana Group | Oil | Oil Combustion | 0 | 0 | 0 | 0 | 0 | 0 | 0 | 0 | 0.017327 | 0 | 0 | 0 | 0 | 0 | 0 | 0 | 0 | 1.7456 | 17.5 | 17.5 | 17.5 | 17.5 | 17.5 | 17.5 | 17.5 | 17.5 | 17.5 | 0 | 0 | 0 | 0 | 0 | 0 | 0 | 0 | 3.5 | 0 | 0 | 0 | 0 | 0 | 0 | 0 | 0 | 163.9775 | 33 | 33 | 33 | 33 | 33 | 33 | 33 | 33 | 33 | 0% | 0% | 0% | 0% | 0% | 0% | 0% | 0% | 0.6039% | [9 empty] | 0 | 0 | 0 | 0 | 0 | 0 | 0 | 0 | 0 | 0 | 0 | 0 | 0 | Existing & Under Const. Plant
| 5 | GP Chirano Plant | SouthWest Ghana Group | Oil | Oil Combustion | 0 | 0 | 0 | 0 | 0 | 0 | 0 | 0 | 0 | 0 | 0 | 0 | 0 | 0 | 0 | 0 | 0 | 0 | 17.5 | 17.5 | 17.5 | 17.5 | 17.5 | 17.5 | 17.5 | 17.5 | 17.5 | 0 | 0 | 0 | 0 | 0 | 0 | 0 | 0 | 0 | 0 | 0 | 0 | 0 | 0 | 0 | 0 | 0 | 0 | 30 | 30 | 30 | 30 | 30 | 30 | 30 | 30 | 30 | 0% | 0% | 0% | 0% | 0% | 0% | 0% | 0% | 0% | [9 empty] | 0 | 0 | 0 | 0 | 0 | 0 | 0 | 0 | 0 | 0 | 0 | 0 | 0 | Existing & Under Const. Plant
| 6 | GP Darmang Plant | SouthWest Ghana Group | Oil | Oil Combustion | 0 | 0 | 0 | 0 | 0 | 0 | 0 | 0 | 0 | 0 | 0 | 0 | 0 | 0 | 0 | 0 | 0 | 0 | 17.5 | 17.5 | 17.5 | 17.5 | 17.5 | 17.5 | 17.5 | 17.5 | 17.5 | 0 | 0 | 0 | 0 | 0 | 0 | 0 | 0 | 0 | 0 | 0 | 0 | 0 | 0 | 0 | 0 | 0 | 0 | 25.5 | 25.5 | 25.5 | 25.5 | 25.5 | 25.5 | 25.5 | 25.5 | 25.5 | 0% | 0% | 0% | 0% | 0% | 0% | 0% | 0% | 0% | [9 empty] | 0 | 0 | 0 | 0 | 0 | 0 | 0 | 0 | 0 | 0 | 0 | 0 | 0 | Existing & Under Const. Plant
| 7 | SAPP 2 | SouthEast Ghana Group | Oil/Gas | Oil/Gas Combined Cycle | 9.6 | 20.205 | 0 | 0 | 0 | 2.654 | 23.5117 | 23.5117 | 23.5117 | 1230.7633 | 2590.3851 | 0 | 0 | 0 | 340.258 | 3014.3164 | 3014.316 | 3014.316 | 16 | 16 | 16 | 16 | 16 | 16 | 16 | 16 | 16 | 3.5 | 3.5 | 0 | 0 | 0 | 3.5 | 3.5 | 3.5 | 3.5 | 70.9393 | 62.4519 | 0 | 0 | 0 | 82.5196 | 72.6878 | 73.8657 | 86.6965 | 370 | 370 | 370 | 370 | 370 | 370 | 370 | 370 | 370 | 37.97% | 79.92% | 0% | 0% | 0% | 10.5% | 93% | 93% | 93% | [9 empty] | 0 | 0 | 0 | 0 | 0 | 0 | 0 | 0 | 0 | 0 | 0 | 0 | 0 | Existing & Under Const. Plant
| 8 | Cenpower | SouthEast Ghana Group | Oil/Gas | Oil/Gas Combined Cycle | 0 | 0 | 0 | 0 | 14.488 | 19.0869 | 15.2647 | 6.0939 | 21.6884 | 0 | 0 | 0 | 0 | 1850.3179 | 2437.6586 | 1949.5175 | 778.2782 | 2769.912 | 0 | 16 | 16 | 16 | 16 | 16 | 16 | 16 | 16 | 0 | 0 | 0 | 0 | 3.5 | 3.5 | 3.5 | 3.5 | 3.5 | 0 | 0 | 0 | 0 | 72.5855 | 73.3948 | 63.3998 | 66.6103 | 87.0299 | 0 | 340 | 340 | 340 | 340 | 340 | 340 | 340 | 340 | 0% | 0% | 0% | 0% | 62.12% | 81.84% | 65.46% | 26.13% | 93% | [9 empty] | 0 | 0 | 0 | 0 | 0 | 0 | 0 | 0 | 0 | 0 | 0 | 0 | 0 | Existing & Under Const. Plant
| 9 | KarpowerShip 1 | SouthEast Ghana Group | Oil/Gas | Oil/Gas Combined Cycle | 14.837 | 0 | 0 | 0 | 0 | 0 | 0 | 0 | 0 | 1942.0128 | 0 | 0 | 0 | 0 | 0 | 0 | 0 | 0 | 177.828 | 0 | 0 | 0 | 0 | 0 | 0 | 0 | 0 | 3.5 | 0 | 0 | 0 | 0 | 0 | 0 | 0 | 0 | 67.7182 | 0 | 0 | 0 | 0 | 0 | 0 | 0 | 0 | 247 | 0 | 0 | 0 | 0 | 0 | 0 | 0 | 0 | 89.75% | 0% | 0% | 0% | 0% | 0% | 0% | 0% | 0% | [9 empty] | 0 | 0 | 0 | 0 | 0 | 0 | 0 | 0 | 0 | 0 | 0 | 0 | 0 | Existing & Under Const. Plant
| 10 | AKSA | SouthEast Ghana Group | Oil/Gas | Oil/Gas Combined Cycle | 10.1595 | 0 | 14.1342 | 13.054 | 25.9679 | 22.6112 | 0 | 0 | 14.8703 | 1195.236 | 0 | 1662.8431 | 1535.7663 | 3055.05 | 2660.144 | 0 | 0 | 1749.4439 | 16 | 16 | 16 | 16 | 16 | 16 | 16 | 16 | 16 | 3.5 | 0 | 3.5 | 3.5 | 3.5 | 3.5 | 0 | 0 | 3.5 | 75.3409 | 0 | 70.7149 | 70.5776 | 75.5911 | 72.356 | 0 | 0 | 84.1879 | 250 | 375 | 375 | 375 | 375 | 375 | 375 | 375 | 375 | 54.58% | 0% | 50.62% | 46.75% | 93% | 80.98% | 0% | 0% | 53.26% | [9 empty] | 0 | 0 | 0 | 0 | 0 | 0 | 0 | 0 | 0 | 0 | 0 | 0 | 0 | Existing & Under Const. Plant
| 11 | TAPCO (T1) | SouthWest Ghana Group | Oil/Gas | Oil/Gas Combined Cycle | 11.645 | 17.1872 | 9.5854 | 3.1317 | 0 | 0 | 12.1784 | 4.7138 | 0.0076273 | 1496.2071 | 2208.3 | 1231.58 | 402.3783 | 0 | 0 | 1564.7481 | 605.6548 | 0.98 | 18.7 | 18.7 | 18.7 | 18.7 | 18.7 | 18.7 | 18.7 | 18.7 | 18.7 | 5 | 5 | 5 | 5 | 0 | 0 | 5 | 5 | 5 | 59.0997 | 62.3154 | 64.7499 | 64.6242 | 0 | 0 | 63.0192 | 62.5775 | 61.5635 | 305 | 305 | 305 | 305 | 305 | 305 | 305 | 305 | 305 | 56% | 82.65% | 46.1% | 15.06% | 0% | 0% | 58.57% | 22.67% | 0.03668% | [9 empty] | 0 | 0 | 0 | 0 | 0 | 0 | 0 | 0 | 0 | 0 | 0 | 0 | 0 | Existing & Under Const. Plant
| 12 | TICO (T2) | SouthWest Ghana Group | Oil/Gas | Oil/Gas Combined Cycle | 17.7346 | 17.7346 | 0 | 0 | 0 | 1.9902 | 17.7346 | 17.7346 | 6.3091 | 2382.7203 | 2382.7197 | 0 | 0 | 0 | 267.3967 | 2382.7203 | 2382.72 | 847.6492 | 30.94 | 30.94 | 30.94 | 30.94 | 30.94 | 30.94 | 30.94 | 30.94 | 30.94 | 4.9 | 4.9 | 0 | 0 | 0 | 4.9 | 4.9 | 4.9 | 4.9 | 55.0966 | 59.5931 | 0 | 0 | 0 | 59.635 | 60.2662 | 59.8438 | 58.8741 | 320 | 320 | 320 | 320 | 320 | 320 | 320 | 320 | 320 | 85% | 85% | 0% | 0% | 0% | 9.539% | 85% | 85% | 30.24% | [9 empty] | 0 | 0 | 0 | 0 | 0 | 0 | 0 | 0 | 0 | 0 | 0 | 0 | 0 | Existing & Under Const. Plant
| 13 | Amandi | SouthWest Ghana Group | Oil/Gas | Oil/Gas Combined Cycle | 0 | 0 | 8.0946 | 12.0103 | 0 | 12.0103 | 0 | 0 | 0 | 0 | 0 | 987.1488 | 1464.672 | 0 | 1464.672 | 0 | 0 | 0 | 0 | 0 | 30.94 | 30.94 | 30.94 | 30.94 | 30.94 | 30.94 | 30.94 | 0 | 0 | 4.9 | 4.9 | 0 | 4.9 | 0 | 0 | 0 | 0 | 0 | 68.2191 | 68.0866 | 0 | 65.7003 | 0 | 0 | 0 | 0 | 0 | 190 | 190 | 190 | 190 | 190 | 190 | 190 | 0% | 0% | 59.31% | 88% | 0% | 88% | 0% | 0% | 0% | [9 empty] | 0 | 0 | 0 | 0 | 0 | 0 | 0 | 0 | 0 | 0 | 0 | 0 | 0 | Existing & Under Const. Plant
| 14 | KarpowerShip 2 | SouthWest Ghana Group | Oil/Gas | Oil/Gas Combined Cycle | 0 | 24.5592 | 31.8841 | 31.8841 | 31.8841 | 0 | 0 | 0 | 0 | 0 | 2884.5633 | 3744.9 | 3744.9 | 3744.9 | 0 | 0 | 0 | 0 | 0 | 177.828 | 177.828 | 177.828 | 177.828 | 0 | 0 | 0 | 0 | 0 | 3.5 | 3.5 | 3.5 | 3.5 | 0 | 0 | 0 | 0 | 0 | 68.1682 | 70.8314 | 70.6939 | 67.0356 | 0 | 0 | 0 | 0 | 0 | 450 | 450 | 450 | 450 | 0 | 0 | 0 | 0 | 0% | 73.18% | 95% | 95% | 95% | 0% | 0% | 0% | 0% | [9 empty] | 0 | 0 | 0 | 0 | 0 | 0 | 0 | 0 | 0 | 0 | 0 | 0 | 0 | Existing & Under Const. Plant
| 15 | Early Power | SouthEast Ghana Group | Oil/Gas | Oil/Gas Combustion | 0 | 0 | 0 | 0 | 0 | 4.3323 | 23.0656 | 23.0656 | 23.0656 | 0 | 0 | 0 | 0 | 0 | 577.6382 | 3075.417 | 3075.417 | 3075.417 | 0 | 0 | 16 | 16 | 16 | 16 | 16 | 16 | 16 | 0 | 0 | 0 | 0 | 0 | 3.5 | 3.5 | 3.5 | 3.5 | 0 | 0 | 0 | 0 | 0 | 66.4741 | 71.0679 | 72.6285 | 85.3772 | 0 | 0 | 377.5 | 377.5 | 377.5 | 377.5 | 377.5 | 377.5 | 377.5 | 0% | 0% | 0% | 0% | 0% | 17.47% | 93% | 93% | 93% | [9 empty] | 0 | 0 | 0 | 0 | 0 | 0 | 0 | 0 | 0 | 0 | 0 | 0 | 0 | Existing & Under Const. Plant
| 16 | TT1PP | SouthEast Ghana Group | Oil/Gas | Oil/Gas Combustion | 0 | 0 | 0 | 0 | 0 | 0 | 0 | 0 | 0 | 0 | 0 | 0 | 0 | 0 | 0 | 0 | 0 | 0 | 14.3 | 14.3 | 14.3 | 14.3 | 14.3 | 14.3 | 14.3 | 14.3 | 14.3 | 0 | 0 | 0 | 0 | 0 | 0 | 0 | 0 | 0 | 0 | 0 | 0 | 0 | 0 | 0 | 0 | 0 | 0 | 100 | 100 | 100 | 100 | 100 | 100 | 100 | 100 | 100 | 0% | 0% | 0% | 0% | 0% | 0% | 0% | 0% | 0% | [9 empty] | 0 | 0 | 0 | 0 | 0 | 0 | 0 | 0 | 0 | 0 | 0 | 0 | 0 | Existing & Under Const. Plant
| 17 | KTPP | SouthEast Ghana Group | Oil/Gas | Oil/Gas Combustion | 0.33667 | 0 | 17.76 | 17.76 | 17.76 | 15.6721 | 0 | 0 | 0 | 30.8874 | 0 | 1629.36 | 1629.36 | 1629.3597 | 1437.8073 | 0 | 0 | 0 | 12.3 | 12.3 | 12.3 | 12.3 | 12.3 | 12.3 | 12.3 | 12.3 | 12.3 | 3.5 | 0 | 3.5 | 3.5 | 3.5 | 3.5 | 0 | 0 | 0 | 126.5585 | 0 | 90.6815 | 90.5054 | 94.7282 | 100.6033 | 0 | 0 | 0 | 200 | 200 | 200 | 200 | 200 | 200 | 200 | 200 | 200 | 1.763% | 0% | 93% | 93% | 93% | 82.07% | 0% | 0% | 0% | [9 empty] | 0 | 0 | 0 | 0 | 0 | 0 | 0 | 0 | 0 | 0 | 0 | 0 | 0 | Existing & Under Const. Plant
| 18 | Trojan 1 | SouthEast Ghana Group | Oil/Gas | Oil/Gas Combustion | 0.41408 | 0 | 0 | 0 | 0 | 0 | 0 | 0 | 0 | 49.0614 | 0 | 0 | 0 | 0 | 0 | 0 | 0 | 0 | 34 | 34 | 34 | 34 | 0 | 0 | 0 | 0 | 0 | 5.5 | 0 | 0 | 0 | 0 | 0 | 0 | 0 | 0 | 97.9957 | 0 | 0 | 0 | 0 | 0 | 0 | 0 | 0 | 24.96 | 24.96 | 24.96 | 24.96 | 0 | 0 | 0 | 0 | 0 | 22.44% | 0% | 0% | 0% | 0% | 0% | 0% | 0% | 0% | [9 empty] | 0 | 0 | 0 | 0 | 0 | 0 | 0 | 0 | 0 | 0 | 0 | 0 | 0 | Existing & Under Const. Plant
| 19 | MRP | SouthEast Ghana Group | Oil/Gas | Oil/Gas Combustion | 0 | 0 | 0 | 0 | 0 | 0 | 0 | 0 | 0 | 0 | 0 | 0 | 0 | 0 | 0 | 0 | 0 | 0 | 12.5737 | 12.5737 | 12.5737 | 12.5737 | 12.5737 | 12.5737 | 12.5737 | 12.5737 | 12.5737 | 0 | 0 | 0 | 0 | 0 | 0 | 0 | 0 | 0 | 0 | 0 | 0 | 0 | 0 | 0 | 0 | 0 | 0 | 70 | 70 | 70 | 70 | 70 | 70 | 70 | 70 | 70 | 0% | 0% | 0% | 0% | 0% | 0% | 0% | 0% | 0% | [9 empty] | 0 | 0 | 0 | 0 | 0 | 0 | 0 | 0 | 0 | 0 | 0 | 0 | 0 | Existing & Under Const. Plant
| 20 | Safisana | SouthEast Ghana Group | Biogas | Biogas | 0.010052 | 0.010052 | 0.010052 | 0 | 0.010052 | 0.010052 | 0.010052 | 0.010052 | 0.010052 | 0.7446 | 0.7446 | 0.7446 | 0 | 0.7446 | 0.7446 | 0.7446 | 0.7446 | 0.7446 | 35 | 35 | 35 | 35 | 35 | 35 | 35 | 35 | 35 | 4.2 | 4.2 | 4.2 | 0 | 4.2 | 4.2 | 4.2 | 4.2 | 4.2 | 40.5 | 40.5 | 40.5 | 0 | 40.5 | 40.5 | 40.5 | 40.5 | 40.5 | 0.1 | 0.1 | 0.1 | 0.1 | 0.1 | 0.1 | 0.1 | 0.1 | 0.1 | 85% | 85% | 85% | 0% | 85% | 85% | 85% | 85% | 85% | [9 empty] | 0 | 0 | 0 | 0 | 0 | 0 | 0 | 0 | 0 | 0 | 0 | 0 | 0 | Existing & Under Const. Plant
| 21 | TT2PP | SouthEast Ghana Group | Gas | Gas Combustion Turbine | 0.53258 | 0 | 0 | 0 | 0 | 0 | 0 | 0 | 0 | 54.7924 | 0 | 0 | 0 | 0 | 0 | 0 | 0 | 0 | 12.1007 | 12.1007 | 12.1007 | 12.1007 | 12.1007 | 12.1007 | 12.1007 | 12.1007 | 12.1007 | 4.5 | 0 | 0 | 0 | 0 | 0 | 0 | 0 | 0 | 79.8984 | 0 | 0 | 0 | 0 | 0 | 0 | 0 | 0 | 45 | 45 | 45 | 45 | 45 | 45 | 45 | 45 | 45 | 13.9% | 0% | 0% | 0% | 0% | 0% | 0% | 0% | 0% | [9 empty] | 0 | 0 | 0 | 0 | 0 | 0 | 0 | 0 | 0 | 0 | 0 | 0 | 0 | Existing & Under Const. Plant
| 22 | SAPP 1 | SouthEast Ghana Group | Gas | Gas Combustion Turbine | 3.0668 | 0 | 0 | 0 | 0 | 0 | 0 | 0 | 0 | 328.6987 | 0 | 0 | 0 | 0 | 0 | 0 | 0 | 0 | 11.83 | 11.83 | 11.83 | 11.83 | 11.83 | 11.83 | 11.83 | 11.83 | 11.83 | 4.5 | 0 | 0 | 0 | 0 | 0 | 0 | 0 | 0 | 76.6926 | 0 | 0 | 0 | 0 | 0 | 0 | 0 | 0 | 180 | 180 | 180 | 180 | 180 | 180 | 180 | 180 | 180 | 20.85% | 0% | 0% | 0% | 0% | 0% | 0% | 0% | 0% | [9 empty] | 0 | 0 | 0 | 0 | 0 | 0 | 0 | 0 | 0 | 0 | 0 | 0 | 0 | Existing & Under Const. Plant
| 23 | Trojan 3 | SouthEast Ghana Group | Gas | Gas Combustion Turbine | 0 | 0 | 0 | 0 | 0 | 0 | 0 | 0 | 0 | 0 | 0 | 0 | 0 | 0 | 0 | 0 | 0 | 0 | 0 | 34 | 34 | 34 | 0 | 0 | 0 | 0 | 0 | 0 | 0 | 0 | 0 | 0 | 0 | 0 | 0 | 0 | 0 | 0 | 0 | 0 | 0 | 0 | 0 | 0 | 0 | 0 | 49.92 | 49.92 | 49.92 | 0 | 0 | 0 | 0 | 0 | 0% | 0% | 0% | 0% | 0% | 0% | 0% | 0% | 0% | [9 empty] | 0 | 0 | 0 | 0 | 0 | 0 | 0 | 0 | 0 | 0 | 0 | 0 | 0 | Existing & Under Const. Plant
| 24 | Ameri_2016 | SouthWest Ghana Group | Gas | Gas Combustion Turbine | 0.43824 | 0 | 18.427 | 18.427 | 0 | 0 | 0 | 0 | 0 | 43.1252 | 0 | 1813.32 | 1813.32 | 0 | 0 | 0 | 0 | 0 | 14.54 | 14.54 | 14.54 | 14.54 | 0 | 0 | 0 | 0 | 0 | 5 | 0 | 5 | 5 | 0 | 0 | 0 | 0 | 0 | 74.9854 | 0 | 84.5417 | 84.3776 | 0 | 0 | 0 | 0 | 0 | 230 | 230 | 230 | 230 | 0 | 0 | 0 | 0 | 0 | 2.14% | 0% | 90% | 90% | 0% | 0% | 0% | 0% | 0% | [9 empty] | 0 | 0 | 0 | 0 | 0 | 0 | 0 | 0 | 0 | 0 | 0 | 0 | 0 | Existing & Under Const. Plant
| 25 | Ameri_2021 | SouthWest Ghana Group | Gas | Gas Combustion Turbine | 0 | 0 | 0 | 0 | 18.427 | 18.427 | 0 | 0 | 0 | 0 | 0 | 0 | 0 | 1813.32 | 1813.32 | 0 | 0 | 0 | 0 | 0 | 0 | 0 | 14.54 | 14.54 | 14.54 | 14.54 | 14.54 | 0 | 0 | 0 | 0 | 4.17 | 4.17 | 0 | 0 | 0 | 0 | 0 | 0 | 0 | 80.0113 | 81.4202 | 0 | 0 | 0 | 0 | 0 | 0 | 0 | 230 | 230 | 230 | 230 | 230 | 0% | 0% | 0% | 0% | 90% | 90% | 0% | 0% | 0% | [9 empty] | 0 | 0 | 0 | 0 | 0 | 0 | 0 | 0 | 0 | 0 | 0 | 0 | 0 | Existing & Under Const. Plant
| 26 | Bui | Northern Ghana Group | Water | Hydro | 0 | 0 | 0 | 0 | 0 | 0 | 0 | 0 | 0 | 669.5866 | 669.5864 | 0 | 0 | 0 | 669.5865 | 669.5864 | 669.5865 | 669.5864 | 27.74 | 27.74 | 27.74 | 27.74 | 27.74 | 27.74 | 27.74 | 27.74 | 27.74 | 1.63 | 1.63 | 0 | 0 | 0 | 1.63 | 1.63 | 1.63 | 1.63 | 0 | 0 | 0 | 0 | 0 | 0 | 0 | 0 | 0 | 330 | 330 | 330 | 330 | 330 | 330 | 330 | 330 | 330 | 23.16% | 23.16% | 0% | 0% | 0% | 23.16% | 23.16% | 23.16% | 23.16% | [9 empty] | 0 | 0 | 0 | 0 | 0 | 0 | 0 | 0 | 0 | 0 | 0 | 0 | 0 | Existing & Under Const. Plant
| 27 | Akosombo | SouthEast Ghana Group | Water | Hydro | 0 | 0 | 0 | 0 | 0 | 0 | 0 | 0 | 0 | 3681.6887 | 3681.6901 | 3951.8606 | 4014.4627 | 3854.735 | 4434.762 | 4434.7627 | 4434.7636 | 4434.7631 | 9.16 | 9.16 | 9.16 | 9.16 | 9.16 | 9.16 | 9.16 | 9.16 | 9.16 | 0.98 | 0.98 | 0.98 | 0.98 | 0.98 | 0.98 | 0.98 | 0.98 | 0.98 | 0 | 0 | 0 | 0 | 0 | 0 | 0 | 0 | 0 | 900 | 900 | 900 | 900 | 900 | 900 | 900 | 900 | 900 | 46.7% | 46.7% | 50.13% | 50.92% | 48.89% | 56.25% | 56.25% | 56.25% | 56.25% | [9 empty] | 0 | 0 | 0 | 0 | 0 | 0 | 0 | 0 | 0 | 0 | 0 | 0 | 0 | Existing & Under Const. Plant
| 28 | Kpong | SouthEast Ghana Group | Water | Hydro | 0 | 0 | 0 | 0 | 0 | 0 | 0 | 0 | 0 | 722.7074 | 722.7073 | 645.0018 | 757.566 | 419.3212 | 870.534 | 870.5339 | 870.534 | 870.5336 | 9.16 | 9.16 | 9.16 | 9.16 | 9.16 | 9.16 | 9.16 | 9.16 | 9.16 | 0.98 | 0.98 | 0.98 | 0.98 | 0.98 | 0.98 | 0.98 | 0.98 | 0.98 | 0 | 0 | 0 | 0 | 0 | 0 | 0 | 0 | 0 | 140 | 140 | 140 | 140 | 140 | 140 | 140 | 140 | 140 | 58.93% | 58.93% | 52.59% | 61.77% | 34.19% | 70.98% | 70.98% | 70.98% | 70.98% | [9 empty] | 0 | 0 | 0 | 0 | 0 | 0 | 0 | 0 | 0 | 0 | 0 | 0 | 0 | Existing & Under Const. Plant
| 29 | Cote d'Ivoire Dummy | Cote d'Ivoire | Water | Hydro | 0 | 0 | 0 | 0 | 0 | 0 | 0 | 0 | 0 | 814.6799 | 814.68 | 10 | 10 | 10 | 10 | 12.5298 | 814.6802 | 814.6799 | 0 | 0 | 0 | 0 | 0 | 0 | 0 | 0 | 0 | 10 | 10 | 10 | 10 | 10 | 10 | 10 | 10 | 10 | 0 | 0 | 0 | 0 | 0 | 0 | 0 | 0 | 0 | 150 | 150 | 150 | 150 | 150 | 150 | 150 | 150 | 150 | 62% | 62% | 0.761% | 0.761% | 0.761% | 0.761% | 0.9536% | 62% | 62% | [9 empty] | 0 | 0 | 0 | 0 | 0 | 0 | 0 | 0 | 0 | 0 | 0 | 0 | 0 | Existing & Under Const. Plant
| 30 | Burkina Dummy | Burkina Group | Water | Hydro | 0 | 0 | 0 | 0 | 0 | 0 | 0 | 0 | 0 | 0.438 | 0.438 | 0.438 | 0.438 | 4.818 | 4.818 | 4.818 | 4.818 | 4.818 | 0 | 0 | 0 | 0 | 0 | 0 | 0 | 0 | 0 | 10 | 10 | 10 | 10 | 10 | 10 | 10 | 10 | 10 | 0 | 0 | 0 | 0 | 0 | 0 | 0 | 0 | 0 | 10 | 10 | 10 | 10 | 110 | 110 | 110 | 110 | 110 | 0.5% | 0.5% | 0.5% | 0.5% | 0.5% | 0.5% | 0.5% | 0.5% | 0.5% | [9 empty] | 0 | 0 | 0 | 0 | 0 | 0 | 0 | 0 | 0 | 0 | 0 | 0 | 0 | Existing & Under Const. Plant
| 31 | VRA Solar | Northern Ghana Group | Sun | Solar PV | 0 | 0 | 0 | 0 | 0 | 0 | 0 | 0 | 0 | 2.7132 | 2.7132 | 2.7132 | 2.7132 | 2.7132 | 2.7132 | 2.7132 | 2.7132 | 2.7132 | 0 | 0 | 0 | 0 | 0 | 0 | 0 | 0 | 0 | 0 | 0 | 0 | 0 | 0 | 0 | 0 | 0 | 0 | 0 | 0 | 0 | 0 | 0 | 0 | 0 | 0 | 0 | 1.8 | 1.8 | 1.8 | 1.8 | 1.8 | 1.8 | 1.8 | 1.8 | 1.8 | 17.21% | 17.21% | 17.21% | 17.21% | 17.21% | 17.21% | 17.21% | 17.21% | 17.21% | [9 empty] | 0 | 0 | 0 | 0 | 0 | 0 | 0 | 0 | 0 | 0 | 0 | 0 | 0 | Existing & Under Const. Plant
| 32 | BXC Solar | SouthEast Ghana Group | Sun | Solar PV | 0 | 0 | 0 | 0 | 0 | 0 | 0 | 0 | 0 | 24.0159 | 24.0159 | 24.0159 | 24.0159 | 24.0159 | 24.0159 | 24.0159 | 24.0159 | 0 | 0 | 0 | 0 | 0 | 0 | 0 | 0 | 0 | 0 | 0 | 0 | 0 | 0 | 0 | 0 | 0 | 0 | 0 | 0 | 0 | 0 | 0 | 0 | 0 | 0 | 0 | 0 | 18 | 18 | 18 | 18 | 18 | 18 | 18 | 18 | 0 | 15.23% | 15.23% | 15.23% | 15.23% | 15.23% | 15.23% | 15.23% | 15.23% | 0% | [9 empty] | 0 | 0 | 0 | 0 | 0 | 0 | 0 | 0 | 0 | 0 | 0 | 0 | 0 | Existing & Under Const. Plant
| 33 | ASHA BIOGAS 2018 | Ashanti Group | Biogas | Biogas | 0 | 0 | 0 | 0 | 0.67014 | 0.67014 | 0.67014 | 0.67014 | 0.67014 | 0 | 0 | 0 | 0 | 37.23 | 37.23 | 37.23 | 37.23 | 37.23 | 0 | 0 | 0 | 410.32 | 410.32 | 410.32 | 410.32 | 410.32 | 410.32 | 0 | 0 | 0 | 0 | 5.5 | 5.5 | 5.5 | 5.5 | 5.5 | 0 | 0 | 0 | 0 | 54 | 54 | 54 | 54 | 54 | 0 | 0 | 0 | 2 | 5 | 5 | 5 | 5 | 5 | 0% | 0% | 0% | 0% | 85% | 85% | 85% | 85% | 85% | 0 | 0 | 0 | 8.4 | 12.6 | 0 | 0 | 0 | 0 | 0 | 0 | 0 | 5.7373 | 7.1124 | 0 | 0 | 0 | 0 | 14.1347 | 14.1347 | 21 | 23.1 | Unplanned Build | Potential Build Biogas2018
| 38 | NORT BIOMASS 2018 | Northern Ghana Group | Biomass | Biomass Combustion | 0 | 0 | 0 | 0 | 1 | 3.3048 | 6.0313 | 5.9555 | 6.0313 | 0 | 0 | 0 | 0 | 74.075 | 244.8015 | 446.76 | 441.1458 | 446.76 | 0 | 0 | 0 | 130 | 130 | 130 | 130 | 130 | 130 | 0 | 0 | 0 | 0 | 4.5 | 4.5 | 4.5 | 4.5 | 4.5 | 0 | 0 | 0 | 0 | 67.5 | 67.5 | 67.5 | 67.5 | 67.5 | 0 | 0 | 0 | 20 | 60 | 60 | 60 | 60 | 60 | 0% | 0% | 0% | 0% | 14.09% | 46.58% | 85% | 83.93% | 85% | 0 | 0 | 0 | 80 | 160 | 0 | 0 | 0 | 0 | 0 | 0 | 0 | 54.6411 | 90.3158 | 0 | 0 | 0 | 0 | 159.4526 | 159.4526 | 240 | 264 | Unplanned Build | Potential Build Biomass Combustion2018
| 41 | SOUT COAL STEAM TURBINE 2026 | SouthWest Ghana Group | Coal | Coal Steam Turbine | 0 | 0 | 0 | 0 | 0 | 0 | 0 | 31.6277 | 31.6277 | 0 | 0 | 0 | 0 | 0 | 0 | 0 | 3594.0616 | 3594.0616 | 0 | 0 | 0 | 0 | 0 | 65 | 65 | 65 | 65 | 0 | 0 | 0 | 0 | 0 | 0 | 0 | 6.034 | 6.034 | 0 | 0 | 0 | 0 | 0 | 0 | 0 | 30.4486 | 31.6724 | 0 | 0 | 0 | 0 | 0 | 482.683 | 482.683 | 482.683 | 482.683 | 0% | 0% | 0% | 0% | 0% | 0% | 0% | 85% | 85% | 0 | 0 | 0 | 0 | 0 | 1522.3822 | 0 | 0 | 0 | 0 | 0 | 0 | 0 | 0 | 645.6387 | 0 | 0 | 0 | 710.2025 | 710.2025 | 1522.3822 | 1674.6204 | Unplanned Build | Potential Build Coal2026
| 54 | ASHA INTERRUPTIBLE 2016 | Ashanti Group | Interruptible | Interruptible | 0 | 0 | 0 | 0 | 0 | 0 | 0 | 0 | 0 | 0 | 0 | 0 | 0 | 0 | 0 | 0 | 0 | 0 | 0 | 0 | 0 | 0 | 0 | 0 | 0 | 0 | 0 | 0 | 0 | 0 | 0 | 0 | 0 | 0 | 0 | 0 | 0 | 0 | 0 | 0 | 0 | 0 | 0 | 0 | 0 | 129.301 | 212.753 | 0 | 0 | 0 | 0 | 0 | 0 | 0 | 0% | 0% | 0% | 0% | 0% | 0% | 0% | 0% | 0% | [9 empty] | 0 | 0 | 0 | 0 | 0 | 0 | 0 | 0 | 0 | 0 | 0 | 0 | 0 | Unplanned Build | Potential Build Interruptible2016
| 63 | ASHA SOLAR PV 2020 | Ashanti Group | Sun | Solar PV | 0 | 0 | 0 | 0 | 0 | 0 | 0 | 0 | 0 | 0 | 0 | 0 | 0 | 12.6751 | 12.6751 | 12.6751 | 12.6751 | 12.6751 | 0 | 0 | 0 | 0 | 24.8 | 24.8 | 24.8 | 24.8 | 24.8 | 0 | 0 | 0 | 0 | 0 | 0 | 0 | 0 | 0 | 0 | 0 | 0 | 0 | 0 | 0 | 0 | 0 | 0 | 0 | 0 | 0 | 0 | 10 | 10 | 10 | 10 | 10 | 0% | 0% | 0% | 0% | 14.47% | 14.47% | 14.47% | 14.47% | 14.47% | 0 | 0 | 0 | 0 | 10.2 | 0 | 0 | 0 | 0 | 0 | 0 | 0 | 0 | 5.7576 | 0 | 0 | 0 | 0 | 6.3334 | 6.3334 | 10.2 | 11.22 | Unplanned Build | Potential Build Solar PV2020
| 64 | ASHA SOLAR PV 2026 | Ashanti Group | Sun | Solar PV | 0 | 0 | 0 | 0 | 0 | 0 | 0 | 0 | 0 | 0 | 0 | 0 | 0 | 0 | 12.6751 | 38.0252 | 38.0252 | 38.0252 | 0 | 0 | 0 | 0 | 0 | 24.8 | 24.8 | 24.8 | 24.8 | 0 | 0 | 0 | 0 | 0 | 0 | 0 | 0 | 0 | 0 | 0 | 0 | 0 | 0 | 0 | 0 | 0 | 0 | 0 | 0 | 0 | 0 | 0 | 10 | 30 | 30 | 30 | 0% | 0% | 0% | 0% | 0% | 14.47% | 14.47% | 14.47% | 14.47% | 0 | 0 | 0 | 0 | 0 | 8.95 | 17.9 | 0 | 0 | 0 | 0 | 0 | 0 | 0 | 3.7957 | 5.7035 | 0 | 0 | 4.1752 | 10.4491 | 8.95 | 29.535 | Unplanned Build | Potential Build Solar PV2026
| 65 | ASHA SOLAR PV 2035 | Ashanti Group | Sun | Solar PV | 0 | 0 | 0 | 0 | 0 | 0 | 0 | 0 | 0 | 0 | 0 | 0 | 0 | 0 | 0 | 0 | 0 | 57.0377 | 0 | 0 | 0 | 0 | 0 | 0 | 0 | 0 | 25 | 0 | 0 | 0 | 0 | 0 | 0 | 0 | 0 | 0 | 0 | 0 | 0 | 0 | 0 | 0 | 0 | 0 | 0 | 0 | 0 | 0 | 0 | 0 | 0 | 0 | 0 | 45 | 0% | 0% | 0% | 0% | 0% | 0% | 0% | 0% | 14.47% | 0 | 0 | 0 | 0 | 0 | 0 | 0 | 0 | 34.2 | 0 | 0 | 0 | 0 | 0 | 0 | 0 | 0 | 4.2013 | 0 | 0 | 0 | 0 | Unplanned Build | Potential Build Solar PV2035
| 66 | SOUT SOLAR PV 2020 | SouthWest Ghana Group | Sun | Solar PV | 0 | 0 | 0 | 0 | 0 | 0 | 0 | 0 | 0 | 0 | 0 | 0 | 0 | 12.6751 | 12.6751 | 12.6751 | 12.6751 | 12.6751 | 0 | 0 | 0 | 0 | 24.8 | 24.8 | 24.8 | 24.8 | 24.8 | 0 | 0 | 0 | 0 | 0 | 0 | 0 | 0 | 0 | 0 | 0 | 0 | 0 | 0 | 0 | 0 | 0 | 0 | 0 | 0 | 0 | 0 | 10 | 10 | 10 | 10 | 10 | 0% | 0% | 0% | 0% | 14.47% | 14.47% | 14.47% | 14.47% | 14.47% | 0 | 0 | 0 | 0 | 10.2 | 0 | 0 | 0 | 0 | 0 | 0 | 0 | 0 | 5.7576 | 0 | 0 | 0 | 0 | 6.3334 | 6.3334 | 10.2 | 11.22 | Unplanned Build | Potential Build Solar PV2020
| 67 | SOUT SOLAR PV 2026 | SouthWest Ghana Group | Sun | Solar PV | 0 | 0 | 0 | 0 | 0 | 0 | 0 | 0 | 0 | 0 | 0 | 0 | 0 | 0 | 12.6751 | 25.3501 | 25.3501 | 25.3501 | 0 | 0 | 0 | 0 | 0 | 24.8 | 24.8 | 24.8 | 24.8 | 0 | 0 | 0 | 0 | 0 | 0 | 0 | 0 | 0 | 0 | 0 | 0 | 0 | 0 | 0 | 0 | 0 | 0 | 0 | 0 | 0 | 0 | 0 | 10 | 20 | 20 | 20 | 0% | 0% | 0% | 0% | 0% | 14.47% | 14.47% | 14.47% | 14.47% | 0 | 0 | 0 | 0 | 0 | 8.95 | 8.95 | 0 | 0 | 0 | 0 | 0 | 0 | 0 | 3.7957 | 2.8517 | 0 | 0 | 4.1752 | 7.3122 | 8.95 | 19.69 | Unplanned Build | Potential Build Solar PV2026
| 68 | SOUT SOLAR PV 2035 | SouthWest Ghana Group | Sun | Solar PV | 0 | 0 | 0 | 0 | 0 | 0 | 0 | 0 | 0 | 0 | 0 | 0 | 0 | 0 | 0 | 0 | 0 | 44.3627 | 0 | 0 | 0 | 0 | 0 | 0 | 0 | 0 | 25 | 0 | 0 | 0 | 0 | 0 | 0 | 0 | 0 | 0 | 0 | 0 | 0 | 0 | 0 | 0 | 0 | 0 | 0 | 0 | 0 | 0 | 0 | 0 | 0 | 0 | 0 | 35 | 0% | 0% | 0% | 0% | 0% | 0% | 0% | 0% | 14.47% | 0 | 0 | 0 | 0 | 0 | 0 | 0 | 0 | 26.6 | 0 | 0 | 0 | 0 | 0 | 0 | 0 | 0 | 3.2677 | 0 | 0 | 0 | 0 | Unplanned Build | Potential Build Solar PV2035
| 69 | NORT SOLAR PV 2018 | Northern Ghana Group | Sun | Solar PV | 0 | 0 | 0 | 0 | 0 | 0 | 0 | 0 | 0 | 0 | 0 | 67.5263 | 67.5263 | 67.5263 | 67.5263 | 67.5263 | 67.5263 | 67.5263 | 0 | 0 | 24.8 | 24.8 | 24.8 | 24.8 | 24.8 | 24.8 | 24.8 | 0 | 0 | 0 | 0 | 0 | 0 | 0 | 0 | 0 | 0 | 0 | 0 | 0 | 0 | 0 | 0 | 0 | 0 | 0 | 0 | 47.1565 | 47.1565 | 47.1565 | 47.1565 | 47.1565 | 47.1565 | 47.1565 | 0% | 0% | 16.35% | 16.35% | 16.35% | 16.35% | 16.35% | 16.35% | 16.35% | 0 | 0 | 58.6155 | 0 | 0 | 0 | 0 | 0 | 0 | 0 | 0 | 44.0387 | 0 | 0 | 0 | 0 | 0 | 0 | 48.4426 | 48.4426 | 58.6155 | 64.4771 | Unplanned Build | Potential Build Solar PV2018
| 70 | NORT SOLAR PV 2020 | Northern Ghana Group | Sun | Solar PV | 0 | 0 | 0 | 0 | 0 | 0 | 0 | 0 | 0 | 0 | 0 | 0 | 0 | 143.1961 | 143.1961 | 143.1961 | 143.1961 | 143.1961 | 0 | 0 | 0 | 0 | 24.8 | 24.8 | 24.8 | 24.8 | 24.8 | 0 | 0 | 0 | 0 | 0 | 0 | 0 | 0 | 0 | 0 | 0 | 0 | 0 | 0 | 0 | 0 | 0 | 0 | 0 | 0 | 0 | 0 | 100 | 100 | 100 | 100 | 100 | 0% | 0% | 0% | 0% | 16.35% | 16.35% | 16.35% | 16.35% | 16.35% | 0 | 0 | 0 | 0 | 102 | 0 | 0 | 0 | 0 | 0 | 0 | 0 | 0 | 57.5763 | 0 | 0 | 0 | 0 | 63.334 | 63.334 | 102 | 112.2 | Unplanned Build | Potential Build Solar PV2020
| 71 | NORT SOLAR PV 2023 | Northern Ghana Group | Sun | Solar PV | 0 | 0 | 0 | 0 | 0 | 0 | 0 | 0 | 0 | 0 | 0 | 0 | 0 | 71.598 | 143.1961 | 143.1961 | 143.1961 | 143.1961 | 0 | 0 | 0 | 0 | 24.8 | 24.8 | 24.8 | 24.8 | 24.8 | 0 | 0 | 0 | 0 | 0 | 0 | 0 | 0 | 0 | 0 | 0 | 0 | 0 | 0 | 0 | 0 | 0 | 0 | 0 | 0 | 0 | 0 | 50 | 100 | 100 | 100 | 100 | 0% | 0% | 0% | 0% | 16.35% | 16.35% | 16.35% | 16.35% | 16.35% | 0 | 0 | 0 | 0 | 47.85 | 47.85 | 0 | 0 | 0 | 0 | 0 | 0 | 0 | 27.0101 | 20.2931 | 0 | 0 | 0 | 52.0335 | 52.0335 | 95.7 | 105.27 | Unplanned Build | Potential Build Solar PV2023
| 72 | NORT SOLAR PV 2026 | Northern Ghana Group | Sun | Solar PV | 0 | 0 | 0 | 0 | 0 | 0 | 0 | 0 | 0 | 0 | 0 | 0 | 0 | 0 | 71.598 | 214.7941 | 214.7941 | 214.7941 | 0 | 0 | 0 | 0 | 0 | 24.8 | 24.8 | 24.8 | 24.8 | 0 | 0 | 0 | 0 | 0 | 0 | 0 | 0 | 0 | 0 | 0 | 0 | 0 | 0 | 0 | 0 | 0 | 0 | 0 | 0 | 0 | 0 | 0 | 50 | 150 | 150 | 150 | 0% | 0% | 0% | 0% | 0% | 16.35% | 16.35% | 16.35% | 16.35% | 0 | 0 | 0 | 0 | 0 | 44.75 | 89.5 | 0 | 0 | 0 | 0 | 0 | 0 | 0 | 18.9784 | 28.5175 | 0 | 0 | 20.8762 | 52.2454 | 44.75 | 147.675 | Unplanned Build | Potential Build Solar PV2026
| 73 | NORT SOLAR PV 2030 | Northern Ghana Group | Sun | Solar PV | 0 | 0 | 0 | 0 | 0 | 0 | 0 | 0 | 0 | 0 | 0 | 0 | 0 | 0 | 0 | 35.799 | 178.9951 | 178.9951 | 0 | 0 | 0 | 0 | 0 | 0 | 24.8 | 24.8 | 24.8 | 0 | 0 | 0 | 0 | 0 | 0 | 0 | 0 | 0 | 0 | 0 | 0 | 0 | 0 | 0 | 0 | 0 | 0 | 0 | 0 | 0 | 0 | 0 | 0 | 25 | 125 | 125 | 0% | 0% | 0% | 0% | 0% | 0% | 16.35% | 16.35% | 16.35% | 0 | 0 | 0 | 0 | 0 | 0 | 20.7 | 82.8 | 0 | 0 | 0 | 0 | 0 | 0 | 0 | 6.5957 | 16.3815 | 0 | 0 | 25.2749 | 0 | 113.85 | Unplanned Build | Potential Build Solar PV2030
| 74 | NORT SOLAR PV 2035 | Northern Ghana Group | Sun | Solar PV | 0 | 0 | 0 | 0 | 0 | 0 | 0 | 0 | 0 | 0 | 0 | 0 | 0 | 0 | 0 | 0 | 71.598 | 429.5883 | 0 | 0 | 0 | 0 | 0 | 0 | 0 | 24.8 | 24.8 | 0 | 0 | 0 | 0 | 0 | 0 | 0 | 0 | 0 | 0 | 0 | 0 | 0 | 0 | 0 | 0 | 0 | 0 | 0 | 0 | 0 | 0 | 0 | 0 | 0 | 50 | 300 | 0% | 0% | 0% | 0% | 0% | 0% | 0% | 16.35% | 16.35% | 0 | 0 | 0 | 0 | 0 | 0 | 0 | 38 | 190 | 0 | 0 | 0 | 0 | 0 | 0 | 0 | 7.5181 | 23.3407 | 0 | 8.2699 | 0 | 41.8 | Unplanned Build | Potential Build Solar PV2035
| 76 | SOUT SOLAR PV 2020 | SouthEast Ghana Group | Sun | Solar PV | 0 | 0 | 0 | 0 | 0 | 0 | 0 | 0 | 0 | 0 | 0 | 0 | 0 | 63.3753 | 63.3753 | 63.3753 | 63.3753 | 63.3753 | 0 | 0 | 0 | 0 | 24.8 | 24.8 | 24.8 | 24.8 | 24.8 | 0 | 0 | 0 | 0 | 0 | 0 | 0 | 0 | 0 | 0 | 0 | 0 | 0 | 0 | 0 | 0 | 0 | 0 | 0 | 0 | 0 | 0 | 50 | 50 | 50 | 50 | 50 | 0% | 0% | 0% | 0% | 14.47% | 14.47% | 14.47% | 14.47% | 14.47% | 0 | 0 | 0 | 0 | 51 | 0 | 0 | 0 | 0 | 0 | 0 | 0 | 0 | 28.7882 | 0 | 0 | 0 | 0 | 31.667 | 31.667 | 51 | 56.1 | Unplanned Build | Potential Build Solar PV2020
| 77 | SOUT SOLAR PV 2026 | SouthEast Ghana Group | Sun | Solar PV | 0 | 0 | 0 | 0 | 0 | 0 | 0 | 0 | 0 | 0 | 0 | 0 | 0 | 0 | 31.6876 | 221.8134 | 221.8134 | 221.8134 | 0 | 0 | 0 | 0 | 0 | 24.8 | 24.8 | 24.8 | 24.8 | 0 | 0 | 0 | 0 | 0 | 0 | 0 | 0 | 0 | 0 | 0 | 0 | 0 | 0 | 0 | 0 | 0 | 0 | 0 | 0 | 0 | 0 | 0 | 25 | 175 | 175 | 175 | 0% | 0% | 0% | 0% | 0% | 14.47% | 14.47% | 14.47% | 14.47% | 0 | 0 | 0 | 0 | 0 | 22.375 | 134.25 | 0 | 0 | 0 | 0 | 0 | 0 | 0 | 9.4892 | 42.7762 | 0 | 0 | 10.4381 | 57.4919 | 22.375 | 172.2875 | Unplanned Build | Potential Build Solar PV2026
| 78 | SOUT SOLAR PV 2035 | SouthEast Ghana Group | Sun | Solar PV | 0 | 0 | 0 | 0 | 0 | 0 | 0 | 0 | 0 | 0 | 0 | 0 | 0 | 0 | 0 | 0 | 0 | 221.8134 | 0 | 0 | 0 | 0 | 0 | 0 | 0 | 0 | 25 | 0 | 0 | 0 | 0 | 0 | 0 | 0 | 0 | 0 | 0 | 0 | 0 | 0 | 0 | 0 | 0 | 0 | 0 | 0 | 0 | 0 | 0 | 0 | 0 | 0 | 0 | 175 | 0% | 0% | 0% | 0% | 0% | 0% | 0% | 0% | 14.47% | 0 | 0 | 0 | 0 | 0 | 0 | 0 | 0 | 133 | 0 | 0 | 0 | 0 | 0 | 0 | 0 | 0 | 16.3385 | 0 | 0 | 0 | 0 | Unplanned Build | Potential Build Solar PV2035
| 80 | SOUT SOLAR PV 2020 | SouthWest Ghana Group | Sun | Solar PV | 0 | 0 | 0 | 0 | 0 | 0 | 0 | 0 | 0 | 0 | 0 | 0 | 0 | 6.5372 | 44.5624 | 44.5624 | 44.5624 | 44.5624 | 0 | 0 | 0 | 0 | 24.8 | 24.8 | 24.8 | 24.8 | 24.8 | 0 | 0 | 0 | 0 | 0 | 0 | 0 | 0 | 0 | 0 | 0 | 0 | 0 | 0 | 0 | 0 | 0 | 0 | 0 | 0 | 0 | 0 | 5.1576 | 35.1576 | 35.1576 | 35.1576 | 35.1576 | 0% | 0% | 0% | 0% | 14.47% | 14.47% | 14.47% | 14.47% | 14.47% | 0 | 0 | 0 | 0 | 5.2607 | 30.6 | 0 | 0 | 0 | 0 | 0 | 0 | 0 | 2.9695 | 12.9774 | 0 | 0 | 0 | 17.5416 | 17.5416 | 35.8607 | 39.4468 | Unplanned Build | Potential Build Solar PV2020
| 81 | SOUT SOLAR PV 2026 | SouthWest Ghana Group | Sun | Solar PV | 0 | 0 | 0 | 0 | 0 | 0 | 0 | 0 | 0 | 0 | 0 | 0 | 0 | 0 | 25.3501 | 126.7505 | 126.7505 | 126.7505 | 0 | 0 | 0 | 0 | 0 | 24.8 | 24.8 | 24.8 | 24.8 | 0 | 0 | 0 | 0 | 0 | 0 | 0 | 0 | 0 | 0 | 0 | 0 | 0 | 0 | 0 | 0 | 0 | 0 | 0 | 0 | 0 | 0 | 0 | 20 | 100 | 100 | 100 | 0% | 0% | 0% | 0% | 0% | 14.47% | 14.47% | 14.47% | 14.47% | 0 | 0 | 0 | 0 | 0 | 17.9 | 71.6 | 0 | 0 | 0 | 0 | 0 | 0 | 0 | 7.5913 | 22.814 | 0 | 0 | 8.3505 | 33.4458 | 17.9 | 98.45 | Unplanned Build | Potential Build Solar PV2026
| 82 | SOUT SOLAR PV 2035 | SouthWest Ghana Group | Sun | Solar PV | 0 | 0 | 0 | 0 | 0 | 0 | 0 | 0 | 0 | 0 | 0 | 0 | 0 | 0 | 0 | 0 | 0 | 139.4256 | 0 | 0 | 0 | 0 | 0 | 0 | 0 | 0 | 25 | 0 | 0 | 0 | 0 | 0 | 0 | 0 | 0 | 0 | 0 | 0 | 0 | 0 | 0 | 0 | 0 | 0 | 0 | 0 | 0 | 0 | 0 | 0 | 0 | 0 | 0 | 110 | 0% | 0% | 0% | 0% | 0% | 0% | 0% | 0% | 14.47% | 0 | 0 | 0 | 0 | 0 | 0 | 0 | 0 | 83.6 | 0 | 0 | 0 | 0 | 0 | 0 | 0 | 0 | 10.2699 | 0 | 0 | 0 | 0 | Unplanned Build | Potential Build Solar PV2035
| 84 | SOUT SOLAR PV 2026 | SouthEast Ghana Group | Sun | Solar PV | 0 | 0 | 0 | 0 | 0 | 0 | 0 | 0 | 0 | 0 | 0 | 0 | 0 | 0 | 12.6751 | 25.3501 | 25.3501 | 25.3501 | 0 | 0 | 0 | 0 | 0 | 24.8 | 24.8 | 24.8 | 24.8 | 0 | 0 | 0 | 0 | 0 | 0 | 0 | 0 | 0 | 0 | 0 | 0 | 0 | 0 | 0 | 0 | 0 | 0 | 0 | 0 | 0 | 0 | 0 | 10 | 20 | 20 | 20 | 0% | 0% | 0% | 0% | 0% | 14.47% | 14.47% | 14.47% | 14.47% | 0 | 0 | 0 | 0 | 0 | 8.95 | 8.95 | 0 | 0 | 0 | 0 | 0 | 0 | 0 | 3.7957 | 2.8517 | 0 | 0 | 4.1752 | 7.3122 | 8.95 | 19.69 | Unplanned Build | Potential Build Solar PV2026
| 85 | SOUT SOLAR PV 2035 | SouthEast Ghana Group | Sun | Solar PV | 0 | 0 | 0 | 0 | 0 | 0 | 0 | 0 | 0 | 0 | 0 | 0 | 0 | 0 | 0 | 0 | 0 | 25.3501 | 0 | 0 | 0 | 0 | 0 | 0 | 0 | 0 | 25 | 0 | 0 | 0 | 0 | 0 | 0 | 0 | 0 | 0 | 0 | 0 | 0 | 0 | 0 | 0 | 0 | 0 | 0 | 0 | 0 | 0 | 0 | 0 | 0 | 0 | 0 | 20 | 0% | 0% | 0% | 0% | 0% | 0% | 0% | 0% | 14.47% | 0 | 0 | 0 | 0 | 0 | 0 | 0 | 0 | 15.2 | 0 | 0 | 0 | 0 | 0 | 0 | 0 | 0 | 1.8673 | 0 | 0 | 0 | 0 | Unplanned Build | Potential Build Solar PV2035
| 87 | ASHA SOLAR PV WITH STORAGE 2026 | Ashanti Group | Sun + storage | Solar PV + Storage | 0 | 0 | 0 | 0 | 0 | 0 | 0 | 0 | 0 | 0 | 0 | 0 | 0 | 0 | 0 | 12.675 | 12.675 | 12.675 | 0 | 0 | 0 | 0 | 0 | 0 | 28 | 28 | 28 | 0 | 0 | 0 | 0 | 0 | 0 | 0 | 0 | 0 | 0 | 0 | 0 | 0 | 0 | 0 | 0 | 0 | 0 | 0 | 0 | 0 | 0 | 0 | 0 | 10 | 10 | 10 | 0% | 0% | 0% | 0% | 0% | 0% | 14.47% | 14.47% | 14.47% | 0 | 0 | 0 | 0 | 0 | 0 | 12.5 | 0 | 0 | 0 | 0 | 0 | 0 | 0 | 0 | 3.9829 | 0 | 0 | 0 | 4.3812 | 0 | 13.75 | Unplanned Build | Potential Build Solar PV with storage2026
| 93 | NORT SOLAR PV WITH STORAGE 2026 | Northern Ghana Group | Sun + storage | Solar PV + Storage | 0 | 0 | 0 | 0 | 0 | 0 | 0 | 0 | 0 | 0 | 0 | 0 | 0 | 0 | 0 | 63.3752 | 63.3752 | 63.3752 | 0 | 0 | 0 | 0 | 0 | 0 | 28 | 28 | 28 | 0 | 0 | 0 | 0 | 0 | 0 | 0 | 0 | 0 | 0 | 0 | 0 | 0 | 0 | 0 | 0 | 0 | 0 | 0 | 0 | 0 | 0 | 0 | 0 | 50 | 50 | 50 | 0% | 0% | 0% | 0% | 0% | 0% | 14.47% | 14.47% | 14.47% | 0 | 0 | 0 | 0 | 0 | 0 | 62.5 | 0 | 0 | 0 | 0 | 0 | 0 | 0 | 0 | 19.9144 | 0 | 0 | 0 | 21.9059 | 0 | 68.75 | Unplanned Build | Potential Build Solar PV with storage2026
| 96 | SOUT SOLAR PV WITH STORAGE 2026 | SouthEast Ghana Group | Sun + storage | Solar PV + Storage | 0 | 0 | 0 | 0 | 0 | 0 | 0 | 0 | 0 | 0 | 0 | 0 | 0 | 0 | 0 | 5.5784e-05 | 5.5784e-05 | 5.5784e-05 | 0 | 0 | 0 | 0 | 0 | 0 | 28 | 28 | 28 | 0 | 0 | 0 | 0 | 0 | 0 | 0 | 0 | 0 | 0 | 0 | 0 | 0 | 0 | 0 | 0 | 0 | 0 | 0 | 0 | 0 | 0 | 0 | 0 | 4.4011e-05 | 4.4011e-05 | 4.4011e-05 | 0% | 0% | 0% | 0% | 0% | 0% | 14.47% | 14.47% | 14.47% | 0 | 0 | 0 | 0 | 0 | 0 | 5.5013e-05 | 0 | 0 | 0 | 0 | 0 | 0 | 0 | 0 | 1.7529e-05 | 0 | 0 | 0 | 1.9282e-05 | 0 | 6.0515e-05 | Unplanned Build | Potential Build Solar PV with storage2026
| 104 | SOUT WIND TURBINE 2020 | SouthEast Ghana Group | Wind | Wind | 0 | 0 | 0 | 0 | 0 | 0 | 0 | 0 | 0 | 0 | 0 | 0 | 175.1525 | 350.305 | 525.4575 | 525.4575 | 525.4575 | 525.4575 | 0 | 0 | 0 | 46.71 | 46.71 | 46.71 | 46.71 | 46.71 | 46.71 | 0 | 0 | 0 | 0 | 0 | 0 | 0 | 0 | 0 | 0 | 0 | 0 | 0 | 0 | 0 | 0 | 0 | 0 | 0 | 0 | 0 | 75 | 150 | 225 | 225 | 225 | 225 | 0% | 0% | 0% | 26.66% | 26.66% | 26.66% | 26.66% | 26.66% | 26.66% | 0 | 0 | 0 | 116.025 | 116.025 | 116.025 | 0 | 0 | 0 | 0 | 0 | 0 | 79.2466 | 65.4931 | 49.2059 | 0 | 0 | 0 | 213.3402 | 213.3402 | 348.075 | 382.8825 | Unplanned Build | Potential Build Wind2020
| 105 | SOUT WIND TURBINE 2026 | SouthEast Ghana Group | Wind | Wind | 0 | 0 | 0 | 0 | 0 | 0 | 0 | 0 | 0 | 0 | 0 | 0 | 0 | 0 | 175.1525 | 408.6892 | 408.6892 | 408.6892 | 0 | 0 | 0 | 0 | 0 | 46.71 | 46.71 | 46.71 | 46.71 | 0 | 0 | 0 | 0 | 0 | 0 | 0 | 0 | 0 | 0 | 0 | 0 | 0 | 0 | 0 | 0 | 0 | 0 | 0 | 0 | 0 | 0 | 0 | 75 | 175 | 175 | 175 | 0% | 0% | 0% | 0% | 0% | 26.66% | 26.66% | 26.66% | 26.66% | 0 | 0 | 0 | 0 | 0 | 109.5 | 146 | 0 | 0 | 0 | 0 | 0 | 0 | 0 | 46.4387 | 46.5201 | 0 | 0 | 51.0826 | 102.2547 | 109.5 | 281.05 | Unplanned Build | Potential Build Wind2026
[6 empty] | 0 | 0 | 0 | 0 | 0 | 0 | 0 |  |  | 0 | 0 | 0 | 0 | 0 | 0 | 0 |  |  | 0 | 0 | 0 | 0 | 0 | 0 | 0 |  |  | 0 | 0 | 0 | 0 | 0 | 0 | 0 |  |  | 0 | 0 | 0 | 0 | 0 | 0 | 0 |  |  | 0 | 0 | 0 | 0 | 0 | 0 | 0 |  |  | 0 | 0 | 0 | 0 | 0 | 0 | 0

## HighFuelPrice
Bck to Contents
|  | Plant Name |  |  |  | FUEL CONSUMPTION | [8 empty] | GENERATION | [8 empty] | FOM (USD/kW-yr | [8 empty] | VOM (USD/MWh) | [8 empty] | Fuel Cost (USD/MWh) | [8 empty] | Available Capacity | [8 empty] | Capacity Factors
| UnitID |  | Model Region | Fuel Type | Capacity Type | 2017 | 2018 | 2019 | 2020 | 2023 | 2026 | 2030 | 2035 | 2040 | 2017 | 2018 | 2019 | 2020 | 2023 | 2026 | 2030 | 2035 | 2040 | 2017 | 2018 | 2019 | 2020 | 2023 | 2026 | 2030 | 2035 | 2040 | 2017 | 2018 | 2019 | 2020 | 2023 | 2026 | 2030 | 2035 | 2040 | 2017 | 2018 | 2019 | 2020 | 2023 | 2026 | 2030 | 2035 | 2040 | 2017 | 2018 | 2019 | 2020 | 2023 | 2026 | 2030 | 2035 | 2040 | 2017 | 2018 | 2019 | 2020 | 2023 | 2026 | 2030 | 2035 | 2040
| 1 | CENIT | SouthEast Ghana Group | Oil | Oil Combustion | 0 | 0 | 0 | 0 | 0 | 0 | 0 | 0 | 0 | 0 | 0 | 0 | 0 | 0 | 0 | 0 | 0 | 0 | 11.83 | 11.83 | 11.83 | 11.83 | 11.83 | 11.83 | 11.83 | 0 | 0 | 0 | 0 | 0 | 0 | 0 | 0 | 0 | 0 | 0 | 0 | 0 | 0 | 0 | 0 | 0 | 0 | 0 | 0 | 100 | 100 | 100 | 100 | 100 | 100 | 100 |  |  | 0% | 0% | 0% | 0% | 0% | 0% | 0% |  |  | CENIT
| 2 | Trojan 2B | SouthEast Ghana Group | Oil | Oil Combustion | 0.26958 | 0 | 0 | 0 | 0 | 0 | 0 | 0 | 0 | 31.941 | 0 | 0 | 0 | 0 | 0 | 0 | 0 | 0 | 34 | 34 | 34 | 34 | 0 | 0 | 0 | 0 | 0 | 5.5 | 0 | 0 | 0 | 0 | 0 | 0 | 0 | 0 | 97.9957 | 0 | 0 | 0 | 0 | 0 | 0 | 0 | 0 | 16.25 | 16.25 | 16.25 | 16.25 | [5 empty] | 22.44% | 0% | 0% | 0% | [5 empty] | Trojan 2B
| 3 | Trojan 2A | Ashanti Group | Oil | Oil Combustion | 0.26958 | 0 | 0 | 0 | 0 | 0 | 0 | 0 | 0 | 31.941 | 0 | 0 | 0 | 0 | 0 | 0 | 0 | 0 | 34 | 34 | 34 | 34 | 0 | 0 | 0 | 0 | 0 | 5.5 | 0 | 0 | 0 | 0 | 0 | 0 | 0 | 0 | 108.8196 | 0 | 0 | 0 | 0 | 0 | 0 | 0 | 0 | 16.25 | 16.25 | 16.25 | 16.25 | [5 empty] | 22.44% | 0% | 0% | 0% | [5 empty] | Trojan 2A
| 4 | GP Tarkwa Plant | SouthWest Ghana Group | Oil | Oil Combustion | 0 | 0 | 0 | 0 | 0 | 0 | 0 | 0 | 0 | 0 | 0 | 0 | 0 | 0 | 0 | 0 | 0 | 0 | 17.5 | 17.5 | 17.5 | 17.5 | 17.5 | 17.5 | 17.5 | 17.5 | 17.5 | 0 | 0 | 0 | 0 | 0 | 0 | 0 | 0 | 0 | 0 | 0 | 0 | 0 | 0 | 0 | 0 | 0 | 0 | 33 | 33 | 33 | 33 | 33 | 33 | 33 | 33 | 33 | 0% | 0% | 0% | 0% | 0% | 0% | 0% | 0% | 0% | GP Tarkwa Plant
| 5 | GP Chirano Plant | SouthWest Ghana Group | Oil | Oil Combustion | 0 | 0 | 0 | 0 | 0 | 0 | 0 | 0 | 0 | 0 | 0 | 0 | 0 | 0 | 0 | 0 | 0 | 0 | 17.5 | 17.5 | 17.5 | 17.5 | 17.5 | 17.5 | 17.5 | 17.5 | 17.5 | 0 | 0 | 0 | 0 | 0 | 0 | 0 | 0 | 0 | 0 | 0 | 0 | 0 | 0 | 0 | 0 | 0 | 0 | 30 | 30 | 30 | 30 | 30 | 30 | 30 | 30 | 30 | 0% | 0% | 0% | 0% | 0% | 0% | 0% | 0% | 0% | GP Chirano Plant
| 6 | GP Darmang Plant | SouthWest Ghana Group | Oil | Oil Combustion | 0 | 0 | 0 | 0 | 0 | 0 | 0 | 0 | 0 | 0 | 0 | 0 | 0 | 0 | 0 | 0 | 0 | 0 | 17.5 | 17.5 | 17.5 | 17.5 | 17.5 | 17.5 | 17.5 | 17.5 | 17.5 | 0 | 0 | 0 | 0 | 0 | 0 | 0 | 0 | 0 | 0 | 0 | 0 | 0 | 0 | 0 | 0 | 0 | 0 | 25.5 | 25.5 | 25.5 | 25.5 | 25.5 | 25.5 | 25.5 | 25.5 | 25.5 | 0% | 0% | 0% | 0% | 0% | 0% | 0% | 0% | 0% | GP Darmang Plant
| 7 | SAPP 2 | SouthEast Ghana Group | Oil/Gas | Oil/Gas Combined Cycle | 9.6772 | 22.9399 | 16.1552 | 7.7484 | 23.5117 | 23.5117 | 23.5117 | 23.5117 | 23.4673 | 1240.6693 | 2941.0072 | 2071.1747 | 993.3858 | 3014.316 | 3014.316 | 3014.316 | 3014.316 | 3008.6256 | 16 | 16 | 16 | 16 | 16 | 16 | 16 | 16 | 16 | 3.5 | 3.5 | 3.5 | 3.5 | 3.5 | 3.5 | 3.5 | 3.5 | 3.5 | 70.9165 | 62.6504 | 64.8913 | 64.7653 | 65.3676 | 84.8982 | 95.6837 | 97.6382 | 123.9605 | 370 | 370 | 370 | 370 | 370 | 370 | 370 | 370 | 370 | 38.28% | 90.74% | 63.9% | 30.65% | 93% | 93% | 93% | 93% | 92.82% | SAPP 2
| 8 | Cenpower | SouthEast Ghana Group | Oil/Gas | Oil/Gas Combined Cycle | 0 | 0.10559 | 4.4134 | 0 | 21.6884 | 21.6884 | 21.6884 | 19.6976 | 19.6189 | 0 | 13.4856 | 563.6492 | 0 | 2769.9119 | 2769.9121 | 2769.912 | 2515.6621 | 2505.6084 | 0 | 16 | 16 | 16 | 16 | 16 | 16 | 16 | 16 | 0 | 3.5 | 3.5 | 0 | 3.5 | 3.5 | 3.5 | 3.5 | 3.5 | 0 | 64.3264 | 65.1409 | 0 | 90.0464 | 81.4629 | 72.8993 | 99.3886 | 110.5355 |  | 340 | 340 | 340 | 340 | 340 | 340 | 340 | 340 |  | 0.4528% | 18.92% | 0% | 93% | 93% | 93% | 84.46% | 84.13% | Cenpower
| 9 | KarpowerShip 1 | SouthEast Ghana Group | Oil/Gas | Oil/Gas Combined Cycle | 14.837 | 0 | 0 | 0 | 0 | 0 | 0 | 0 | 0 | 1942.0128 | 0 | 0 | 0 | 0 | 0 | 0 | 0 | 0 | 177.828 | 0 | 0 | 0 | 0 | 0 | 0 | 0 | 0 | 3.5 | 0 | 0 | 0 | 0 | 0 | 0 | 0 | 0 | 67.7182 | 0 | 0 | 0 | 0 | 0 | 0 | 0 | 0 | 247 | [8 empty] | 89.75% | [8 empty] | KarpowerShip 1
| 10 | AKSA | SouthEast Ghana Group | Oil/Gas | Oil/Gas Combined Cycle | 10.1595 | 0 | 1.2071 | 0 | 10.5495 | 1.4297 | 0.39491 | 0.11499 | 7.2459 | 1195.236 | 0 | 142.0093 | 0 | 1241.1202 | 168.1954 | 46.46 | 13.5286 | 852.4602 | 16 | 16 | 16 | 16 | 16 | 16 | 16 | 16 | 16 | 3.5 | 0 | 3.5 | 0 | 3.5 | 3.5 | 3.5 | 3.5 | 3.5 | 75.3409 | 0 | 70.7149 | 0 | 107.5467 | 101.4576 | 125.2329 | 69.5429 | 110.8026 | 250 | 375 | 375 | 375 | 375 | 375 | 375 | 375 | 375 | 54.58% | 0% | 4.323% | 0% | 37.78% | 5.12% | 1.414% | 0.4118% | 25.95% | AKSA
| 11 | TAPCO (T1) | SouthWest Ghana Group | Oil/Gas | Oil/Gas Combined Cycle | 11.645 | 17.1872 | 0 | 17.1872 | 17.1872 | 17.1872 | 16.4714 | 6.0525 | 0.52486 | 1496.2089 | 2208.3 | 0 | 2208.3 | 2208.3 | 2208.3002 | 2116.3254 | 777.6547 | 67.4364 | 18.7 | 18.7 | 18.7 | 18.7 | 18.7 | 18.7 | 18.7 | 18.7 | 18.7 | 5 | 5 | 0 | 5 | 5 | 5 | 5 | 5 | 5 | 59.2593 | 62.3154 | 0 | 64.6242 | 61.2801 | 62.3592 | 63.0192 | 62.5775 | 61.5635 | 305 | 305 | 305 | 305 | 305 | 305 | 305 | 305 | 305 | 56% | 82.65% | 0% | 82.65% | 82.65% | 82.65% | 79.21% | 29.11% | 2.524% | TAPCO (T1)
| 12 | TICO (T2) | SouthWest Ghana Group | Oil/Gas | Oil/Gas Combined Cycle | 17.7346 | 17.7346 | 9.5854 | 17.7346 | 17.7346 | 17.7346 | 17.7346 | 17.7346 | 5.7918 | 2382.7197 | 2382.72 | 1287.8382 | 2382.72 | 2382.72 | 2382.72 | 2382.72 | 2382.72 | 778.157 | 30.94 | 30.94 | 30.94 | 30.94 | 30.94 | 30.94 | 30.94 | 30.94 | 30.94 | 4.9 | 4.9 | 4.9 | 4.9 | 4.9 | 4.9 | 4.9 | 4.9 | 4.9 | 54.9762 | 59.5931 | 61.9213 | 61.8011 | 58.603 | 59.635 | 60.2662 | 59.8438 | 58.8741 | 320 | 320 | 320 | 320 | 320 | 320 | 320 | 320 | 320 | 85% | 85% | 45.94% | 85% | 85% | 85% | 85% | 85% | 27.76% | TICO (T2)
| 13 | Amandi | SouthWest Ghana Group | Oil/Gas | Oil/Gas Combined Cycle | 0 | 0 | 8.0946 | 1.8706 | 12.0103 | 9.3872 | 6.1088 | 0.44395 | 0.10056 | 0 | 0 | 987.1488 | 228.1177 | 1464.672 | 1144.7778 | 744.9729 | 54.1397 | 12.2639 | 0 | 0 | 30.94 | 30.94 | 30.94 | 30.94 | 30.94 | 30.94 | 30.94 | 0 | 0 | 4.9 | 4.9 | 4.9 | 4.9 | 4.9 | 4.9 | 4.9 | 0 | 0 | 68.2191 | 68.0866 | 64.5633 | 65.7003 | 66.3957 | 65.9303 | 149.4931 |  |  | 190 | 190 | 190 | 190 | 190 | 190 | 190 |  |  | 59.31% | 13.71% | 88% | 68.78% | 44.76% | 3.253% | 0.7368% | Amandi
| 14 | KarpowerShip 2 | SouthWest Ghana Group | Oil/Gas | Oil/Gas Combined Cycle | 0 | 24.5592 | 31.8841 | 28.6607 | 0 | 0 | 0 | 0 | 0 | 0 | 2884.5646 | 3744.9 | 3366.304 | 0 | 0 | 0 | 0 | 0 | 0 | 177.828 | 177.828 | 177.828 | 177.828 | 0 | 0 | 0 | 0 | 0 | 3.5 | 3.5 | 3.5 | 0 | 0 | 0 | 0 | 0 | 0 | 68.1682 | 70.8314 | 70.6939 | 0 | 0 | 0 | 0 | 0 |  | 450 | 450 | 450 | 450 | [5 empty] | 73.18% | 95% | 85.4% | 0% |  |  |  |  | KarpowerShip 2
| 15 | Early Power | SouthEast Ghana Group | Oil/Gas | Oil/Gas Combustion | 0 | 0 | 6.7221 | 23.0656 | 23.0656 | 23.0656 | 23.0656 | 23.0656 | 23.0656 | 0 | 0 | 896.2767 | 3075.417 | 3075.4167 | 3075.417 | 3075.417 | 3075.417 | 3075.417 | 0 | 0 | 16 | 16 | 16 | 16 | 16 | 16 | 16 | 0 | 0 | 3.5 | 3.5 | 3.5 | 3.5 | 3.5 | 3.5 | 3.5 | 0 | 0 | 62.3955 | 62.2744 | 63.9089 | 77.3592 | 78.0574 | 84.5718 | 124.3565 |  |  | 377.5 | 377.5 | 377.5 | 377.5 | 377.5 | 377.5 | 377.5 |  |  | 27.1% | 93% | 93% | 93% | 93% | 93% | 93% | Early Power
| 16 | TT1PP | SouthEast Ghana Group | Oil/Gas | Oil/Gas Combustion | 0 | 0 | 0 | 0 | 0 | 0 | 0 | 0 | 0 | 0 | 0 | 0 | 0 | 0 | 0 | 0 | 0 | 0 | 14.3 | 14.3 | 14.3 | 14.3 | 14.3 | 14.3 | 14.3 | 14.3 | 14.3 | 0 | 0 | 0 | 0 | 0 | 0 | 0 | 0 | 0 | 0 | 0 | 0 | 0 | 0 | 0 | 0 | 0 | 0 | 100 | 100 | 100 | 100 | 100 | 100 | 100 | 100 | 100 | 0% | 0% | 0% | 0% | 0% | 0% | 0% | 0% | 0% | TT1PP
| 17 | KTPP | SouthEast Ghana Group | Oil/Gas | Oil/Gas Combustion | 0.31622 | 0 | 3.3965 | 0 | 0 | 0 | 0 | 0 | 0 | 29.0114 | 0 | 311.6064 | 0 | 0 | 0 | 0 | 0 | 0 | 12.3 | 12.3 | 12.3 | 12.3 | 12.3 | 12.3 | 12.3 | 12.3 | 12.3 | 3.5 | 0 | 3.5 | 0 | 0 | 0 | 0 | 0 | 0 | 126.5585 | 0 | 90.6815 | 0 | 0 | 0 | 0 | 0 | 0 | 200 | 200 | 200 | 200 | 200 | 200 | 200 | 200 | 200 | 1.656% | 0% | 17.79% | 0% | 0% | 0% | 0% | 0% | 0% | KTPP
| 18 | Trojan 1 | SouthEast Ghana Group | Oil/Gas | Oil/Gas Combustion | 0.41408 | 0 | 0 | 0 | 0 | 0 | 0 | 0 | 0 | 49.0614 | 0 | 0 | 0 | 0 | 0 | 0 | 0 | 0 | 34 | 34 | 34 | 34 | 0 | 0 | 0 | 0 | 0 | 5.5 | 0 | 0 | 0 | 0 | 0 | 0 | 0 | 0 | 97.9957 | 0 | 0 | 0 | 0 | 0 | 0 | 0 | 0 | 24.96 | 24.96 | 24.96 | 24.96 | [5 empty] | 22.44% | 0% | 0% | 0% | [5 empty] | Trojan 1
| 19 | MRP | SouthEast Ghana Group | Oil/Gas | Oil/Gas Combustion | 0 | 0 | 0 | 0 | 0 | 0 | 0 | 0 | 0 | 0 | 0 | 0 | 0 | 0 | 0 | 0 | 0 | 0 | 12.5737 | 12.5737 | 12.5737 | 12.5737 | 12.5737 | 12.5737 | 12.5737 | 12.5737 | 12.5737 | 0 | 0 | 0 | 0 | 0 | 0 | 0 | 0 | 0 | 0 | 0 | 0 | 0 | 0 | 0 | 0 | 0 | 0 | 70 | 70 | 70 | 70 | 70 | 70 | 70 | 70 | 70 | 0% | 0% | 0% | 0% | 0% | 0% | 0% | 0% | 0% | MRP
| 20 | Safisana | SouthEast Ghana Group | Biogas | Biogas | 0.010052 | 0.010052 | 0.010052 | 0 | 0.010052 | 0.010052 | 0.010052 | 0.010052 | 0.010052 | 0.7446 | 0.7446 | 0.7446 | 0 | 0.7446 | 0.7446 | 0.7446 | 0.7446 | 0.7446 | 35 | 35 | 35 | 35 | 35 | 35 | 35 | 35 | 35 | 4.2 | 4.2 | 4.2 | 0 | 4.2 | 4.2 | 4.2 | 4.2 | 4.2 | 40.5 | 40.5 | 40.5 | 0 | 40.5 | 40.5 | 40.5 | 40.5 | 40.5 | 0.1 | 0.1 | 0.1 | 0.1 | 0.1 | 0.1 | 0.1 | 0.1 | 0.1 | 85% | 85% | 85% | 0% | 85% | 85% | 85% | 85% | 85% | Safisana
| 21 | TT2PP | SouthEast Ghana Group | Gas | Gas Combustion Turbine | 0.5098 | 0 | 0 | 0 | 0 | 0 | 0 | 0 | 0 | 52.4484 | 0 | 0 | 0 | 0 | 0 | 0 | 0 | 0 | 12.1007 | 12.1007 | 12.1007 | 12.1007 | 12.1007 | 12.1007 | 12.1007 | 12.1007 | 12.1007 | 4.5 | 0 | 0 | 0 | 0 | 0 | 0 | 0 | 0 | 79.8984 | 0 | 0 | 0 | 0 | 0 | 0 | 0 | 0 | 45 | 45 | 45 | 45 | 45 | 45 | 45 | 45 | 45 | 13.31% | 0% | 0% | 0% | 0% | 0% | 0% | 0% | 0% | TT2PP
| 22 | SAPP 1 | SouthEast Ghana Group | Gas | Gas Combustion Turbine | 3.0298 | 0 | 0 | 0 | 0 | 0 | 0 | 0 | 0.010783 | 324.7332 | 0 | 0 | 0 | 0 | 0 | 0 | 0 | 1.1557 | 11.83 | 11.83 | 11.83 | 11.83 | 11.83 | 11.83 | 11.83 | 11.83 | 11.83 | 4.5 | 0 | 0 | 0 | 0 | 0 | 0 | 0 | 4.5 | 76.6926 | 0 | 0 | 0 | 0 | 0 | 0 | 0 | 118.818 | 180 | 180 | 180 | 180 | 180 | 180 | 180 | 180 | 180 | 20.59% | 0% | 0% | 0% | 0% | 0% | 0% | 0% | 0.07329% | SAPP 1
| 23 | Trojan 3 | SouthEast Ghana Group | Gas | Gas Combustion Turbine | 0 | 0 | 0 | 0 | 0 | 0 | 0 | 0 | 0 | 0 | 0 | 0 | 0 | 0 | 0 | 0 | 0 | 0 | 0 | 34 | 34 | 34 | 0 | 0 | 0 | 0 | 0 | 0 | 0 | 0 | 0 | 0 | 0 | 0 | 0 | 0 | 0 | 0 | 0 | 0 | 0 | 0 | 0 | 0 | 0 |  | 49.92 | 49.92 | 49.92 | [6 empty] | 0% | 0% | 0% | [5 empty] | Trojan 3
| 24 | Ameri_2016 | SouthWest Ghana Group | Gas | Gas Combustion Turbine | 0.42075 | 0 | 18.427 | 0 | 0 | 0 | 0 | 0 | 0 | 41.4044 | 0 | 1813.32 | 0 | 0 | 0 | 0 | 0 | 0 | 14.54 | 14.54 | 14.54 | 14.54 | 0 | 0 | 0 | 0 | 0 | 5 | 0 | 5 | 0 | 0 | 0 | 0 | 0 | 0 | 74.9854 | 0 | 84.5417 | 0 | 0 | 0 | 0 | 0 | 0 | 230 | 230 | 230 | 230 | [5 empty] | 2.055% | 0% | 90% | 0% | [5 empty] | Ameri_2016
| 25 | Ameri_2021 | SouthWest Ghana Group | Gas | Gas Combustion Turbine | 0 | 0 | 0 | 0 | 0 | 0 | 0 | 0 | 0 | 0 | 0 | 0 | 0 | 0 | 0 | 0 | 0 | 0 | 0 | 0 | 0 | 0 | 14.54 | 14.54 | 14.54 | 14.54 | 14.54 | 0 | 0 | 0 | 0 | 0 | 0 | 0 | 0 | 0 | 0 | 0 | 0 | 0 | 0 | 0 | 0 | 0 | 0 |  |  |  |  | 230 | 230 | 230 | 230 | 230 |  |  |  |  | 0% | 0% | 0% | 0% | 0% | Ameri_2021
| 26 | Bui | Northern Ghana Group | Water | Hydro | 0 | 0 | 0 | 0 | 0 | 0 | 0 | 0 | 0 | 669.5865 | 669.5865 | 669.5868 | 669.5866 | 669.5866 | 669.5866 | 669.5861 | 669.5866 | 669.5866 | 27.74 | 27.74 | 27.74 | 27.74 | 27.74 | 27.74 | 27.74 | 27.74 | 27.74 | 1.63 | 1.63 | 1.63 | 1.63 | 1.63 | 1.63 | 1.63 | 1.63 | 1.63 | 0 | 0 | 0 | 0 | 0 | 0 | 0 | 0 | 0 | 330 | 330 | 330 | 330 | 330 | 330 | 330 | 330 | 330 | 23.16% | 23.16% | 23.16% | 23.16% | 23.16% | 23.16% | 23.16% | 23.16% | 23.16% | Bui
| 27 | Akosombo | SouthEast Ghana Group | Water | Hydro | 0 | 0 | 0 | 0 | 0 | 0 | 0 | 0 | 0 | 3681.6896 | 3681.6886 | 4016.3898 | 4016.3894 | 4434.7625 | 4434.7619 | 4434.7621 | 4434.7621 | 4434.7623 | 9.16 | 9.16 | 9.16 | 9.16 | 9.16 | 9.16 | 9.16 | 9.16 | 9.16 | 0.98 | 0.98 | 0.98 | 0.98 | 0.98 | 0.98 | 0.98 | 0.98 | 0.98 | 0 | 0 | 0 | 0 | 0 | 0 | 0 | 0 | 0 | 900 | 900 | 900 | 900 | 900 | 900 | 900 | 900 | 900 | 46.7% | 46.7% | 50.94% | 50.94% | 56.25% | 56.25% | 56.25% | 56.25% | 56.25% | Akosombo
| 28 | Kpong | SouthEast Ghana Group | Water | Hydro | 0 | 0 | 0 | 0 | 0 | 0 | 0 | 0 | 0 | 722.7074 | 722.7074 | 788.4081 | 788.4081 | 870.5339 | 870.5339 | 870.534 | 870.534 | 870.5342 | 9.16 | 9.16 | 9.16 | 9.16 | 9.16 | 9.16 | 9.16 | 9.16 | 9.16 | 0.98 | 0.98 | 0.98 | 0.98 | 0.98 | 0.98 | 0.98 | 0.98 | 0.98 | 0 | 0 | 0 | 0 | 0 | 0 | 0 | 0 | 0 | 140 | 140 | 140 | 140 | 140 | 140 | 140 | 140 | 140 | 58.93% | 58.93% | 64.29% | 64.29% | 70.98% | 70.98% | 70.98% | 70.98% | 70.98% | Kpong
| 29 | Cote d'Ivoire Dummy | Cote d'Ivoire | Water | Hydro | 0 | 0 | 0 | 0 | 0 | 0 | 0 | 0 | 0 | 814.6798 | 814.6799 | 10 | 814.6801 | 814.6803 | 814.68 | 814.6801 | 814.68 | 814.68 | 0 | 0 | 0 | 0 | 0 | 0 | 0 | 0 | 0 | 10 | 10 | 10 | 10 | 10 | 10 | 10 | 10 | 10 | 0 | 0 | 0 | 0 | 0 | 0 | 0 | 0 | 0 | 150 | 150 | 150 | 150 | 150 | 150 | 150 | 150 | 150 | 62% | 62% | 0.761% | 62% | 62% | 62% | 62% | 62% | 62% | Cote d'Ivoire Dummy
| 30 | Burkina Dummy | Burkina Group | Water | Hydro | 0 | 0 | 0 | 0 | 0 | 0 | 0 | 0 | 0 | 0.438 | 0.438 | 0.438 | 0.438 | 4.818 | 4.818 | 4.818 | 4.818 | 4.818 | 0 | 0 | 0 | 0 | 0 | 0 | 0 | 0 | 0 | 10 | 10 | 10 | 10 | 10 | 10 | 10 | 10 | 10 | 0 | 0 | 0 | 0 | 0 | 0 | 0 | 0 | 0 | 10 | 10 | 10 | 10 | 110 | 110 | 110 | 110 | 110 | 0.5% | 0.5% | 0.5% | 0.5% | 0.5% | 0.5% | 0.5% | 0.5% | 0.5% | Burkina Dummy
| 31 | VRA Solar | Northern Ghana Group | Sun | Solar PV | 0 | 0 | 0 | 0 | 0 | 0 | 0 | 0 | 0 | 2.7132 | 2.7132 | 2.7132 | 2.7132 | 2.7132 | 2.7132 | 2.7132 | 2.7132 | 2.7132 | 0 | 0 | 0 | 0 | 0 | 0 | 0 | 0 | 0 | 0 | 0 | 0 | 0 | 0 | 0 | 0 | 0 | 0 | 0 | 0 | 0 | 0 | 0 | 0 | 0 | 0 | 0 | 1.8 | 1.8 | 1.8 | 1.8 | 1.8 | 1.8 | 1.8 | 1.8 | 1.8 | 17.21% | 17.21% | 17.21% | 17.21% | 17.21% | 17.21% | 17.21% | 17.21% | 17.21% | VRA Solar
| 32 | BXC Solar | SouthEast Ghana Group | Sun | Solar PV | 0 | 0 | 0 | 0 | 0 | 0 | 0 | 0 | 0 | 24.0159 | 24.0159 | 24.0159 | 24.0159 | 24.0159 | 24.0159 | 24.0159 | 24.0159 | 0 | 0 | 0 | 0 | 0 | 0 | 0 | 0 | 0 | 0 | 0 | 0 | 0 | 0 | 0 | 0 | 0 | 0 | 0 | 0 | 0 | 0 | 0 | 0 | 0 | 0 | 0 | 0 | 18 | 18 | 18 | 18 | 18 | 18 | 18 | 18 |  | 15.23% | 15.23% | 15.23% | 15.23% | 15.23% | 15.23% | 15.23% | 15.23% |  | BXC Solar
| 33 | ASHA BIOGAS 2018 | Ashanti Group | Biogas | Biogas | 0 | 0 | 0 | 0 | 0.67014 | 0.67014 | 0.67014 | 0.67014 | 0.67014 | 0 | 0 | 0 | 0 | 37.23 | 37.23 | 37.23 | 37.23 | 37.23 | 0 | 0 | 0 | 410.32 | 410.32 | 410.32 | 410.32 | 410.32 | 410.32 | 0 | 0 | 0 | 0 | 5.5 | 5.5 | 5.5 | 5.5 | 5.5 | 0 | 0 | 0 | 0 | 54 | 54 | 54 | 54 | 54 |  |  |  | 2 | 5 | 5 | 5 | 5 | 5 |  |  |  | 0% | 85% | 85% | 85% | 85% | 85% | ASHA BIOGAS 2018
| 38 | NORT BIOMASS 2018 | Northern Ghana Group | Biomass | Biomass Combustion | 0 | 0 | 0 | 0 | 6.0313 | 6.0313 | 6.0313 | 6.0313 | 6.0313 | 0 | 0 | 0 | 0 | 446.76 | 446.76 | 446.76 | 446.76 | 446.76 | 0 | 0 | 0 | 130 | 130 | 130 | 130 | 130 | 130 | 0 | 0 | 0 | 0 | 4.5 | 4.5 | 4.5 | 4.5 | 4.5 | 0 | 0 | 0 | 0 | 67.5 | 67.5 | 67.5 | 67.5 | 67.5 |  |  |  | 20 | 60 | 60 | 60 | 60 | 60 |  |  |  | 0% | 85% | 85% | 85% | 85% | 85% | NORT BIOMASS 2018
| 41 | SOUT COAL STEAM TURBINE 2026 | SouthWest Ghana Group | Coal | Coal Steam Turbine | 0 | 0 | 0 | 0 | 0 | 31.6277 | 69.047 | 69.047 | 69.047 | 0 | 0 | 0 | 0 | 0 | 3594.0616 | 7846.2444 | 7846.2444 | 7846.2444 | 0 | 0 | 0 | 0 | 0 | 65 | 65 | 65 | 65 | 0 | 0 | 0 | 0 | 0 | 6.034 | 6.034 | 6.034 | 6.034 | 0 | 0 | 0 | 0 | 0 | 33.629 | 34.2066 | 35.7871 | 37.2557 | [5 empty] | 482.683 | 1053.753 | 1053.753 | 1053.753 | [5 empty] | 85% | 85% | 85% | 85% | SOUT COAL STEAM TURBINE 2026
| 45 | SOUT COMBINED CYCLE 2019 | SouthEast Ghana Group | Oil/Gas | Oil/Gas Combined Cycle | 0 | 0 | 0 | 0 | 0 | 0 | 0 | 0 | 66.3241 | 0 | 0 | 0 | 0 | 0 | 0 | 0 | 0 | 9148.1556 | 0 | 0 | 0 | 0 | 0 | 0 | 0 | 0 | 15 | 0 | 0 | 0 | 0 | 0 | 0 | 0 | 0 | 3.48 | 0 | 0 | 0 | 0 | 0 | 0 | 0 | 0 | 120.2113 | 0 | 0 | 0 | 0 | 0 | 0 | 0 | 0 | 1160.34 | 0% | 0% | 0% | 0% | 0% | 0% | 0% | 0% | 90% | SOUT COMBINED CYCLE 2019
| 54 | ASHA INTERRUPTIBLE 2016 | Ashanti Group | Interruptible | Interruptible | 0 | 0 | 0 | 0 | 0 | 0 | 0 | 0 | 0 | 0 | 0 | 0 | 0 | 0 | 0 | 0 | 0 | 0 | 0 | 0 | 0 | 0 | 0 | 0 | 0 | 0 | 0 | 0 | 0 | 0 | 0 | 0 | 0 | 0 | 0 | 0 | 0 | 0 | 0 | 0 | 0 | 0 | 0 | 0 | 0 | 129.301 | 217.102 | [7 empty] | 0% | 0% | [7 empty] | ASHA INTERRUPTIBLE 2016
| 62 | SOUT NUCLEAR 2030 | SouthWest Ghana Group | Uranium | Nuclear | 0 | 0 | 0 | 0 | 0 | 0 | 0 | 85.7166 | 85.7166 | 0 | 0 | 0 | 0 | 0 | 0 | 0 | 8322 | 8322 | 0 | 0 | 0 | 0 | 0 | 0 | 0 | 100 | 100 | 0 | 0 | 0 | 0 | 0 | 0 | 0 | 2.3 | 2.3 | 0 | 0 | 0 | 0 | 0 | 0 | 0 | 13.4147 | 13.4147 | 0 | 0 | 0 | 0 | 0 | 0 | 0 | 1000 | 1000 | 0% | 0% | 0% | 0% | 0% | 0% | 0% | 95% | 95% | SOUT NUCLEAR 2030
| 63 | ASHA SOLAR PV 2020 | Ashanti Group | Sun | Solar PV | 0 | 0 | 0 | 0 | 0 | 0 | 0 | 0 | 0 | 0 | 0 | 0 | 0 | 12.6751 | 12.6751 | 12.6751 | 12.6751 | 12.6751 | 0 | 0 | 0 | 0 | 24.8 | 24.8 | 24.8 | 24.8 | 24.8 | 0 | 0 | 0 | 0 | 0 | 0 | 0 | 0 | 0 | 0 | 0 | 0 | 0 | 0 | 0 | 0 | 0 | 0 | 0 | 0 | 0 | 0 | 10 | 10 | 10 | 10 | 10 | 0% | 0% | 0% | 0% | 14.47% | 14.47% | 14.47% | 14.47% | 14.47% | ASHA SOLAR PV 2020
| 64 | ASHA SOLAR PV 2026 | Ashanti Group | Sun | Solar PV | 0 | 0 | 0 | 0 | 0 | 0 | 0 | 0 | 0 | 0 | 0 | 0 | 0 | 0 | 12.6751 | 38.0252 | 38.0252 | 38.0252 | 0 | 0 | 0 | 0 | 0 | 24.8 | 24.8 | 24.8 | 24.8 | 0 | 0 | 0 | 0 | 0 | 0 | 0 | 0 | 0 | 0 | 0 | 0 | 0 | 0 | 0 | 0 | 0 | 0 | 0 | 0 | 0 | 0 | 0 | 10 | 30 | 30 | 30 | 0% | 0% | 0% | 0% | 0% | 14.47% | 14.47% | 14.47% | 14.47% | ASHA SOLAR PV 2026
| 65 | ASHA SOLAR PV 2035 | Ashanti Group | Sun | Solar PV | 0 | 0 | 0 | 0 | 0 | 0 | 0 | 0 | 0 | 0 | 0 | 0 | 0 | 0 | 0 | 0 | 12.6751 | 69.7128 | 0 | 0 | 0 | 0 | 0 | 0 | 0 | 25 | 25 | 0 | 0 | 0 | 0 | 0 | 0 | 0 | 0 | 0 | 0 | 0 | 0 | 0 | 0 | 0 | 0 | 0 | 0 | 0 | 0 | 0 | 0 | 0 | 0 | 0 | 10 | 55 | 0% | 0% | 0% | 0% | 0% | 0% | 0% | 14.47% | 14.47% | ASHA SOLAR PV 2035
| 66 | SOUT SOLAR PV 2020 | SouthWest Ghana Group | Sun | Solar PV | 0 | 0 | 0 | 0 | 0 | 0 | 0 | 0 | 0 | 0 | 0 | 0 | 0 | 12.6751 | 12.6751 | 12.6751 | 12.6751 | 12.6751 | 0 | 0 | 0 | 0 | 24.8 | 24.8 | 24.8 | 24.8 | 24.8 | 0 | 0 | 0 | 0 | 0 | 0 | 0 | 0 | 0 | 0 | 0 | 0 | 0 | 0 | 0 | 0 | 0 | 0 | 0 | 0 | 0 | 0 | 10 | 10 | 10 | 10 | 10 | 0% | 0% | 0% | 0% | 14.47% | 14.47% | 14.47% | 14.47% | 14.47% | SOUT SOLAR PV 2020
| 67 | SOUT SOLAR PV 2026 | SouthWest Ghana Group | Sun | Solar PV | 0 | 0 | 0 | 0 | 0 | 0 | 0 | 0 | 0 | 0 | 0 | 0 | 0 | 0 | 12.6751 | 25.3501 | 25.3501 | 25.3501 | 0 | 0 | 0 | 0 | 0 | 24.8 | 24.8 | 24.8 | 24.8 | 0 | 0 | 0 | 0 | 0 | 0 | 0 | 0 | 0 | 0 | 0 | 0 | 0 | 0 | 0 | 0 | 0 | 0 | [5 empty] | 10 | 20 | 20 | 20 | [5 empty] | 14.47% | 14.47% | 14.47% | 14.47% | SOUT SOLAR PV 2026
| 68 | SOUT SOLAR PV 2035 | SouthWest Ghana Group | Sun | Solar PV | 0 | 0 | 0 | 0 | 0 | 0 | 0 | 0 | 0 | 0 | 0 | 0 | 0 | 0 | 0 | 0 | 12.6751 | 57.0377 | 0 | 0 | 0 | 0 | 0 | 0 | 0 | 25 | 25 | 0 | 0 | 0 | 0 | 0 | 0 | 0 | 0 | 0 | 0 | 0 | 0 | 0 | 0 | 0 | 0 | 0 | 0 | 0 | 0 | 0 | 0 | 0 | 0 | 0 | 10 | 45 | 0% | 0% | 0% | 0% | 0% | 0% | 0% | 14.47% | 14.47% | SOUT SOLAR PV 2035
| 69 | NORT SOLAR PV 2018 | Northern Ghana Group | Sun | Solar PV | 0 | 0 | 0 | 0 | 0 | 0 | 0 | 0 | 0 | 0 | 0 | 67.5263 | 67.5263 | 67.5263 | 67.5263 | 67.5263 | 67.5263 | 67.5263 | 0 | 0 | 24.8 | 24.8 | 24.8 | 24.8 | 24.8 | 24.8 | 24.8 | 0 | 0 | 0 | 0 | 0 | 0 | 0 | 0 | 0 | 0 | 0 | 0 | 0 | 0 | 0 | 0 | 0 | 0 |  |  | 47.1565 | 47.1565 | 47.1565 | 47.1565 | 47.1565 | 47.1565 | 47.1565 |  |  | 16.35% | 16.35% | 16.35% | 16.35% | 16.35% | 16.35% | 16.35% | NORT SOLAR PV 2018
| 70 | NORT SOLAR PV 2020 | Northern Ghana Group | Sun | Solar PV | 0 | 0 | 0 | 0 | 0 | 0 | 0 | 0 | 0 | 0 | 0 | 0 | 0 | 143.1961 | 143.1961 | 143.1961 | 143.1961 | 143.1961 | 0 | 0 | 0 | 0 | 24.8 | 24.8 | 24.8 | 24.8 | 24.8 | 0 | 0 | 0 | 0 | 0 | 0 | 0 | 0 | 0 | 0 | 0 | 0 | 0 | 0 | 0 | 0 | 0 | 0 | 0 | 0 | 0 | 0 | 100 | 100 | 100 | 100 | 100 | 0% | 0% | 0% | 0% | 16.35% | 16.35% | 16.35% | 16.35% | 16.35% | NORT SOLAR PV 2020
| 71 | NORT SOLAR PV 2023 | Northern Ghana Group | Sun | Solar PV | 0 | 0 | 0 | 0 | 0 | 0 | 0 | 0 | 0 | 0 | 0 | 0 | 0 | 71.598 | 143.1961 | 143.1961 | 143.1961 | 143.1961 | 0 | 0 | 0 | 0 | 24.8 | 24.8 | 24.8 | 24.8 | 24.8 | 0 | 0 | 0 | 0 | 0 | 0 | 0 | 0 | 0 | 0 | 0 | 0 | 0 | 0 | 0 | 0 | 0 | 0 | 0 | 0 | 0 | 0 | 50 | 100 | 100 | 100 | 100 | 0% | 0% | 0% | 0% | 16.35% | 16.35% | 16.35% | 16.35% | 16.35% | NORT SOLAR PV 2023
| 72 | NORT SOLAR PV 2026 | Northern Ghana Group | Sun | Solar PV | 0 | 0 | 0 | 0 | 0 | 0 | 0 | 0 | 0 | 0 | 0 | 0 | 0 | 0 | 71.598 | 214.7941 | 214.7941 | 214.7941 | 0 | 0 | 0 | 0 | 0 | 24.8 | 24.8 | 24.8 | 24.8 | 0 | 0 | 0 | 0 | 0 | 0 | 0 | 0 | 0 | 0 | 0 | 0 | 0 | 0 | 0 | 0 | 0 | 0 | 0 | 0 | 0 | 0 | 0 | 50 | 150 | 150 | 150 | 0% | 0% | 0% | 0% | 0% | 16.35% | 16.35% | 16.35% | 16.35% | NORT SOLAR PV 2026
| 73 | NORT SOLAR PV 2030 | Northern Ghana Group | Sun | Solar PV | 0 | 0 | 0 | 0 | 0 | 0 | 0 | 0 | 0 | 0 | 0 | 0 | 0 | 0 | 0 | 35.799 | 178.9951 | 178.9951 | 0 | 0 | 0 | 0 | 0 | 0 | 24.8 | 24.8 | 24.8 | 0 | 0 | 0 | 0 | 0 | 0 | 0 | 0 | 0 | 0 | 0 | 0 | 0 | 0 | 0 | 0 | 0 | 0 | 0 | 0 | 0 | 0 | 0 | 0 | 25 | 125 | 125 | 0% | 0% | 0% | 0% | 0% | 0% | 16.35% | 16.35% | 16.35% | NORT SOLAR PV 2030
| 74 | NORT SOLAR PV 2035 | Northern Ghana Group | Sun | Solar PV | 0 | 0 | 0 | 0 | 0 | 0 | 0 | 0 | 0 | 0 | 0 | 0 | 0 | 0 | 0 | 0 | 71.598 | 429.5883 | 0 | 0 | 0 | 0 | 0 | 0 | 0 | 24.8 | 24.8 | 0 | 0 | 0 | 0 | 0 | 0 | 0 | 0 | 0 | 0 | 0 | 0 | 0 | 0 | 0 | 0 | 0 | 0 | 0 | 0 | 0 | 0 | 0 | 0 | 0 | 50 | 300 | 0% | 0% | 0% | 0% | 0% | 0% | 0% | 16.35% | 16.35% | NORT SOLAR PV 2035
| 76 | SOUT SOLAR PV 2020 | SouthEast Ghana Group | Sun | Solar PV | 0 | 0 | 0 | 0 | 0 | 0 | 0 | 0 | 0 | 0 | 0 | 0 | 0 | 63.3753 | 63.3753 | 63.3753 | 63.3753 | 63.3753 | 0 | 0 | 0 | 0 | 24.8 | 24.8 | 24.8 | 24.8 | 24.8 | 0 | 0 | 0 | 0 | 0 | 0 | 0 | 0 | 0 | 0 | 0 | 0 | 0 | 0 | 0 | 0 | 0 | 0 | 0 | 0 | 0 | 0 | 50 | 50 | 50 | 50 | 50 | 0% | 0% | 0% | 0% | 14.47% | 14.47% | 14.47% | 14.47% | 14.47% | SOUT SOLAR PV 2020
| 77 | SOUT SOLAR PV 2026 | SouthEast Ghana Group | Sun | Solar PV | 0 | 0 | 0 | 0 | 0 | 0 | 0 | 0 | 0 | 0 | 0 | 0 | 0 | 0 | 31.6876 | 221.8134 | 221.8134 | 221.8134 | 0 | 0 | 0 | 0 | 0 | 24.8 | 24.8 | 24.8 | 24.8 | 0 | 0 | 0 | 0 | 0 | 0 | 0 | 0 | 0 | 0 | 0 | 0 | 0 | 0 | 0 | 0 | 0 | 0 | 0 | 0 | 0 | 0 | 0 | 25 | 175 | 175 | 175 | 0% | 0% | 0% | 0% | 0% | 14.47% | 14.47% | 14.47% | 14.47% | SOUT SOLAR PV 2026
| 78 | SOUT SOLAR PV 2035 | SouthEast Ghana Group | Sun | Solar PV | 0 | 0 | 0 | 0 | 0 | 0 | 0 | 0 | 0 | 0 | 0 | 0 | 0 | 0 | 0 | 0 | 63.3753 | 285.1886 | 0 | 0 | 0 | 0 | 0 | 0 | 0 | 25 | 25 | 0 | 0 | 0 | 0 | 0 | 0 | 0 | 0 | 0 | 0 | 0 | 0 | 0 | 0 | 0 | 0 | 0 | 0 | 0 | 0 | 0 | 0 | 0 | 0 | 0 | 50 | 225 | 0% | 0% | 0% | 0% | 0% | 0% | 0% | 14.47% | 14.47% | SOUT SOLAR PV 2035
| 80 | SOUT SOLAR PV 2020 | SouthWest Ghana Group | Sun | Solar PV | 0 | 0 | 0 | 0 | 0 | 0 | 0 | 0 | 0 | 0 | 0 | 0 | 0 | 6.5372 | 44.5624 | 44.5624 | 44.5624 | 44.5624 | 0 | 0 | 0 | 0 | 24.8 | 24.8 | 24.8 | 24.8 | 24.8 | 0 | 0 | 0 | 0 | 0 | 0 | 0 | 0 | 0 | 0 | 0 | 0 | 0 | 0 | 0 | 0 | 0 | 0 | 0 | 0 | 0 | 0 | 5.1576 | 35.1576 | 35.1576 | 35.1576 | 35.1576 | 0% | 0% | 0% | 0% | 14.47% | 14.47% | 14.47% | 14.47% | 14.47% | SOUT SOLAR PV 2020
| 81 | SOUT SOLAR PV 2026 | SouthWest Ghana Group | Sun | Solar PV | 0 | 0 | 0 | 0 | 0 | 0 | 0 | 0 | 0 | 0 | 0 | 0 | 0 | 0 | 25.3501 | 126.7505 | 126.7505 | 126.7505 | 0 | 0 | 0 | 0 | 0 | 24.8 | 24.8 | 24.8 | 24.8 | 0 | 0 | 0 | 0 | 0 | 0 | 0 | 0 | 0 | 0 | 0 | 0 | 0 | 0 | 0 | 0 | 0 | 0 | 0 | 0 | 0 | 0 | 0 | 20 | 100 | 100 | 100 | 0% | 0% | 0% | 0% | 0% | 14.47% | 14.47% | 14.47% | 14.47% | SOUT SOLAR PV 2026
| 82 | SOUT SOLAR PV 2035 | SouthWest Ghana Group | Sun | Solar PV | 0 | 0 | 0 | 0 | 0 | 0 | 0 | 0 | 0 | 0 | 0 | 0 | 0 | 0 | 0 | 0 | 12.6751 | 152.1006 | 0 | 0 | 0 | 0 | 0 | 0 | 0 | 25 | 25 | 0 | 0 | 0 | 0 | 0 | 0 | 0 | 0 | 0 | 0 | 0 | 0 | 0 | 0 | 0 | 0 | 0 | 0 | 0 | 0 | 0 | 0 | 0 | 0 | 0 | 10 | 120 | 0% | 0% | 0% | 0% | 0% | 0% | 0% | 14.47% | 14.47% | SOUT SOLAR PV 2035
| 84 | SOUT SOLAR PV 2026 | SouthEast Ghana Group | Sun | Solar PV | 0 | 0 | 0 | 0 | 0 | 0 | 0 | 0 | 0 | 0 | 0 | 0 | 0 | 0 | 12.6751 | 25.3501 | 25.3501 | 25.3501 | 0 | 0 | 0 | 0 | 0 | 24.8 | 24.8 | 24.8 | 24.8 | 0 | 0 | 0 | 0 | 0 | 0 | 0 | 0 | 0 | 0 | 0 | 0 | 0 | 0 | 0 | 0 | 0 | 0 | 0 | 0 | 0 | 0 | 0 | 10 | 20 | 20 | 20 | 0% | 0% | 0% | 0% | 0% | 14.47% | 14.47% | 14.47% | 14.47% | SOUT SOLAR PV 2026
| 85 | SOUT SOLAR PV 2035 | SouthEast Ghana Group | Sun | Solar PV | 0 | 0 | 0 | 0 | 0 | 0 | 0 | 0 | 0 | 0 | 0 | 0 | 0 | 0 | 0 | 0 | 12.6751 | 38.0252 | 0 | 0 | 0 | 0 | 0 | 0 | 0 | 25 | 25 | 0 | 0 | 0 | 0 | 0 | 0 | 0 | 0 | 0 | 0 | 0 | 0 | 0 | 0 | 0 | 0 | 0 | 0 | 0 | 0 | 0 | 0 | 0 | 0 | 0 | 10 | 30 | 0% | 0% | 0% | 0% | 0% | 0% | 0% | 14.47% | 14.47% | SOUT SOLAR PV 2035
| 87 | ASHA SOLAR PV WITH STORAGE 2026 | Ashanti Group | Sun + storage | Solar PV + Storage | 0 | 0 | 0 | 0 | 0 | 0 | 0 | 0 | 0 | 0 | 0 | 0 | 0 | 0 | 0 | 12.675 | 12.675 | 12.675 | 0 | 0 | 0 | 0 | 0 | 0 | 28 | 28 | 28 | 0 | 0 | 0 | 0 | 0 | 0 | 0 | 0 | 0 | 0 | 0 | 0 | 0 | 0 | 0 | 0 | 0 | 0 | 0 | 0 | 0 | 0 | 0 | 0 | 10 | 10 | 10 | 0% | 0% | 0% | 0% | 0% | 0% | 14.47% | 14.47% | 14.47% | ASHA SOLAR PV WITH STORAGE 2026
| 93 | NORT SOLAR PV WITH STORAGE 2026 | Northern Ghana Group | Sun + storage | Solar PV + Storage | 0 | 0 | 0 | 0 | 0 | 0 | 0 | 0 | 0 | 0 | 0 | 0 | 0 | 0 | 0 | 63.3752 | 63.3752 | 63.3752 | 0 | 0 | 0 | 0 | 0 | 0 | 28 | 28 | 28 | 0 | 0 | 0 | 0 | 0 | 0 | 0 | 0 | 0 | 0 | 0 | 0 | 0 | 0 | 0 | 0 | 0 | 0 | 0 | 0 | 0 | 0 | 0 | 0 | 50 | 50 | 50 | 0% | 0% | 0% | 0% | 0% | 0% | 14.47% | 14.47% | 14.47% | NORT SOLAR PV WITH STORAGE 2026
| 104 | SOUT WIND TURBINE 2020 | SouthEast Ghana Group | Wind | Wind | 0 | 0 | 0 | 0 | 0 | 0 | 0 | 0 | 0 | 0 | 0 | 0 | 175.1525 | 350.305 | 525.4575 | 525.4575 | 525.4575 | 525.4575 | 0 | 0 | 0 | 46.71 | 46.71 | 46.71 | 46.71 | 46.71 | 46.71 | 0 | 0 | 0 | 0 | 0 | 0 | 0 | 0 | 0 | 0 | 0 | 0 | 0 | 0 | 0 | 0 | 0 | 0 | 0 | 0 | 0 | 75 | 150 | 225 | 225 | 225 | 225 | 0% | 0% | 0% | 26.66% | 26.66% | 26.66% | 26.66% | 26.66% | 26.66% | SOUT WIND TURBINE 2020
| 105 | SOUT WIND TURBINE 2026 | SouthEast Ghana Group | Wind | Wind | 0 | 0 | 0 | 0 | 0 | 0 | 0 | 0 | 0 | 0 | 0 | 0 | 0 | 0 | 175.1525 | 408.6892 | 525.4575 | 525.4575 | 0 | 0 | 0 | 0 | 0 | 46.71 | 46.71 | 46.71 | 46.71 | 0 | 0 | 0 | 0 | 0 | 0 | 0 | 0 | 0 | 0 | 0 | 0 | 0 | 0 | 0 | 0 | 0 | 0 | 0 | 0 | 0 | 0 | 0 | 75 | 175 | 225 | 225 | 0% | 0% | 0% | 0% | 0% | 26.66% | 26.66% | 26.66% | 26.66% | SOUT WIND TURBINE 2026
| 106 | SOUT WIND TURBINE 2035 | SouthEast Ghana Group | Wind | Wind | 0 | 0 | 0 | 0 | 0 | 0 | 0 | 0 | 0 | 0 | 0 | 0 | 0 | 0 | 0 | 0 | 233.5367 | 233.5367 | 0 | 0 | 0 | 0 | 0 | 0 | 0 | 47 | 47 | 0 | 0 | 0 | 0 | 0 | 0 | 0 | 0 | 0 | 0 | 0 | 0 | 0 | 0 | 0 | 0 | 0 | 0 | 0 | 0 | 0 | 0 | 0 | 0 | 0 | 100 | 100 | 0% | 0% | 0% | 0% | 0% | 0% | 0% | 26.66% | 26.66% | SOUT WIND TURBINE 2035
[6 empty] | 0 | 0 | 0 | 0 | 0 | 0 | 0 |  |  | 0 | 0 | 0 | 0 | 0 | 0 | 0 |  |  | 0 | 0 | 0 | 0 | 0 | 0 | 0 |  |  | 0 | 0 | 0 | 0 | 0 | 0 | 0 |  |  | 0 | 0 | 0 | 0 | 0 | 0 | 0 |  |  | 0 | 0 | 0 | 0 | 0 | 0 | 0 |  |  | 0 | 0 | 0 | 0 | 0 | 0 | 0

## LowFuelPrice
Bck to Contents
|  | Plant Name |  |  |  | FUEL CONSUMPTION | [8 empty] | GENERATION | [8 empty] | FOM (USD/kW-yr | [8 empty] | VOM (USD/MWh) | [8 empty] | Fuel Cost (USD/MWh) | [8 empty] | Available Capacity | [8 empty] | Capacity Factors
| UnitID |  | Model Region | Fuel Type | Capacity Type | 2017 | 2018 | 2019 | 2020 | 2023 | 2026 | 2030 | 2035 | 2040 | 2017 | 2018 | 2019 | 2020 | 2023 | 2026 | 2030 | 2035 | 2040 | 2017 | 2018 | 2019 | 2020 | 2023 | 2026 | 2030 | 2035 | 2040 | 2017 | 2018 | 2019 | 2020 | 2023 | 2026 | 2030 | 2035 | 2040 | 2017 | 2018 | 2019 | 2020 | 2023 | 2026 | 2030 | 2035 | 2040 | 2017 | 2018 | 2019 | 2020 | 2023 | 2026 | 2030 | 2035 | 2040 | 2017 | 2018 | 2019 | 2020 | 2023 | 2026 | 2030 | 2035 | 2040
| 1 | CENIT | SouthEast Ghana Group | Oil | Oil Combustion | 0 | 0 | 0 | 0 | 0 | 0 | 0 | 0 | 0 | 0 | 0 | 0 | 0 | 0 | 0 | 0 | 0 | 0 | 11.83 | 11.83 | 11.83 | 11.83 | 11.83 | 11.83 | 11.83 | 0 | 0 | 0 | 0 | 0 | 0 | 0 | 0 | 0 | 0 | 0 | 0 | 0 | 0 | 0 | 0 | 0 | 0 | 0 | 0 | 100 | 100 | 100 | 100 | 100 | 100 | 100 |  |  | 0% | 0% | 0% | 0% | 0% | 0% | 0% |  |  | CENIT
| 2 | Trojan 2B | SouthEast Ghana Group | Oil | Oil Combustion | 0.26958 | 0 | 0 | 0 | 0 | 0 | 0 | 0 | 0 | 31.941 | 0 | 0 | 0 | 0 | 0 | 0 | 0 | 0 | 34 | 34 | 34 | 34 | 0 | 0 | 0 | 0 | 0 | 5.5 | 0 | 0 | 0 | 0 | 0 | 0 | 0 | 0 | 65.5063 | 0 | 0 | 0 | 0 | 0 | 0 | 0 | 0 | 16.25 | 16.25 | 16.25 | 16.25 | [5 empty] | 22.44% | 0% | 0% | 0% | [5 empty] | Trojan 2B
| 3 | Trojan 2A | Ashanti Group | Oil | Oil Combustion | 0.26958 | 0 | 0 | 0 | 0 | 0 | 0 | 0 | 0 | 31.941 | 0 | 0 | 0 | 0 | 0 | 0 | 0 | 0 | 34 | 34 | 34 | 34 | 0 | 0 | 0 | 0 | 0 | 5.5 | 0 | 0 | 0 | 0 | 0 | 0 | 0 | 0 | 76.3302 | 0 | 0 | 0 | 0 | 0 | 0 | 0 | 0 | 16.25 | 16.25 | 16.25 | 16.25 | [5 empty] | 22.44% | 0% | 0% | 0% | [5 empty] | Trojan 2A
| 4 | GP Tarkwa Plant | SouthWest Ghana Group | Oil | Oil Combustion | 0 | 0 | 0 | 0 | 0 | 0 | 0 | 0 | 0 | 0 | 0 | 0 | 0 | 0 | 0 | 0 | 0 | 0 | 17.5 | 17.5 | 17.5 | 17.5 | 17.5 | 17.5 | 17.5 | 17.5 | 17.5 | 0 | 0 | 0 | 0 | 0 | 0 | 0 | 0 | 0 | 0 | 0 | 0 | 0 | 0 | 0 | 0 | 0 | 0 | 33 | 33 | 33 | 33 | 33 | 33 | 33 | 33 | 33 | 0% | 0% | 0% | 0% | 0% | 0% | 0% | 0% | 0% | GP Tarkwa Plant
| 5 | GP Chirano Plant | SouthWest Ghana Group | Oil | Oil Combustion | 0 | 0 | 0 | 0 | 0 | 0 | 0 | 0 | 0 | 0 | 0 | 0 | 0 | 0 | 0 | 0 | 0 | 0 | 17.5 | 17.5 | 17.5 | 17.5 | 17.5 | 17.5 | 17.5 | 17.5 | 17.5 | 0 | 0 | 0 | 0 | 0 | 0 | 0 | 0 | 0 | 0 | 0 | 0 | 0 | 0 | 0 | 0 | 0 | 0 | 30 | 30 | 30 | 30 | 30 | 30 | 30 | 30 | 30 | 0% | 0% | 0% | 0% | 0% | 0% | 0% | 0% | 0% | GP Chirano Plant
| 6 | GP Darmang Plant | SouthWest Ghana Group | Oil | Oil Combustion | 0 | 0 | 0 | 0 | 0 | 0 | 0 | 0 | 0 | 0 | 0 | 0 | 0 | 0 | 0 | 0 | 0 | 0 | 17.5 | 17.5 | 17.5 | 17.5 | 17.5 | 17.5 | 17.5 | 17.5 | 17.5 | 0 | 0 | 0 | 0 | 0 | 0 | 0 | 0 | 0 | 0 | 0 | 0 | 0 | 0 | 0 | 0 | 0 | 0 | 25.5 | 25.5 | 25.5 | 25.5 | 25.5 | 25.5 | 25.5 | 25.5 | 25.5 | 0% | 0% | 0% | 0% | 0% | 0% | 0% | 0% | 0% | GP Darmang Plant
| 7 | SAPP 2 | SouthEast Ghana Group | Oil/Gas | Oil/Gas Combined Cycle | 9.6772 | 20.0943 | 16.2642 | 7.814 | 23.5117 | 23.5117 | 23.5117 | 23.5117 | 23.509 | 1240.6697 | 2576.197 | 2085.1534 | 1001.7985 | 3014.316 | 3014.3161 | 3014.3156 | 3014.316 | 3013.9806 | 16 | 16 | 16 | 16 | 16 | 16 | 16 | 16 | 16 | 3.5 | 3.5 | 3.5 | 3.5 | 3.5 | 3.5 | 3.5 | 3.5 | 3.5 | 61.329 | 46.8512 | 49.2913 | 49.0702 | 43.8202 | 45.612 | 46.1854 | 51.4071 | 56.1492 | 370 | 370 | 370 | 370 | 370 | 370 | 370 | 370 | 370 | 38.28% | 79.48% | 64.33% | 30.91% | 93% | 93% | 93% | 93% | 92.99% | SAPP 2
| 8 | Cenpower | SouthEast Ghana Group | Oil/Gas | Oil/Gas Combined Cycle | 0 | 0.10607 | 2.5242 | 0 | 21.6884 | 21.6884 | 21.6884 | 20.6656 | 20.2689 | 0 | 13.5468 | 322.3737 | 0 | 2769.9121 | 2769.912 | 2769.912 | 2639.2835 | 2588.6154 | 0 | 16 | 16 | 16 | 16 | 16 | 16 | 16 | 16 | 0 | 3.5 | 3.5 | 0 | 3.5 | 3.5 | 3.5 | 3.5 | 3.5 | 0 | 47.0314 | 49.4809 | 0 | 42.305 | 43.9157 | 45.6148 | 52.4761 | 56.3651 |  | 340 | 340 | 340 | 340 | 340 | 340 | 340 | 340 |  | 0.4548% | 10.82% | 0% | 93% | 93% | 93% | 88.61% | 86.91% | Cenpower
| 9 | KarpowerShip 1 | SouthEast Ghana Group | Oil/Gas | Oil/Gas Combined Cycle | 14.837 | 0 | 0 | 0 | 0 | 0 | 0 | 0 | 0 | 1942.0128 | 0 | 0 | 0 | 0 | 0 | 0 | 0 | 0 | 177.828 | 0 | 0 | 0 | 0 | 0 | 0 | 0 | 0 | 3.5 | 0 | 0 | 0 | 0 | 0 | 0 | 0 | 0 | 47.4466 | 0 | 0 | 0 | 0 | 0 | 0 | 0 | 0 | 247 | [8 empty] | 89.75% | [8 empty] | KarpowerShip 1
| 10 | AKSA | SouthEast Ghana Group | Oil/Gas | Oil/Gas Combined Cycle | 10.1595 | 0 | 2.214 | 0 | 13.7173 | 1.6613 | 0.39491 | 0.17875 | 10.4033 | 1195.236 | 0 | 260.4702 | 0 | 1613.8054 | 195.4442 | 46.46 | 21.0293 | 1223.9174 | 16 | 16 | 16 | 16 | 16 | 16 | 16 | 16 | 16 | 3.5 | 0 | 3.5 | 0 | 3.5 | 3.5 | 3.5 | 3.5 | 3.5 | 52.7874 | 0 | 53.7149 | 0 | 44.5188 | 45.9219 | 49.0882 | 52.597 | 61.1882 | 250 | 375 | 375 | 375 | 375 | 375 | 375 | 375 | 375 | 54.58% | 0% | 7.929% | 0% | 49.13% | 5.95% | 1.414% | 0.6402% | 37.26% | AKSA
| 11 | TAPCO (T1) | SouthWest Ghana Group | Oil/Gas | Oil/Gas Combined Cycle | 11.645 | 17.1872 | 0 | 17.1872 | 17.1872 | 17.1872 | 16.4714 | 8.3166 | 0.65975 | 1496.2086 | 2208.3 | 0 | 2208.3 | 2208.3 | 2208.3 | 2116.3252 | 1068.5649 | 84.7682 | 18.7 | 18.7 | 18.7 | 18.7 | 18.7 | 18.7 | 18.7 | 18.7 | 18.7 | 5 | 5 | 0 | 5 | 5 | 5 | 5 | 5 | 5 | 57.3647 | 46.7491 | 0 | 49.058 | 45.714 | 46.7932 | 47.4531 | 47.0081 | 45.9769 | 305 | 305 | 305 | 305 | 305 | 305 | 305 | 305 | 305 | 56% | 82.65% | 0% | 82.65% | 82.65% | 82.65% | 79.21% | 39.99% | 3.173% | TAPCO (T1)
| 12 | TICO (T2) | SouthWest Ghana Group | Oil/Gas | Oil/Gas Combined Cycle | 17.7346 | 17.7346 | 9.5854 | 17.7346 | 17.7346 | 17.7346 | 17.7346 | 17.7346 | 5.5128 | 2382.7201 | 2382.72 | 1287.8393 | 2382.72 | 2382.72 | 2382.72 | 2382.72 | 2382.72 | 740.6688 | 30.94 | 30.94 | 30.94 | 30.94 | 30.94 | 30.94 | 30.94 | 30.94 | 30.94 | 4.9 | 4.9 | 4.9 | 4.9 | 4.9 | 4.9 | 4.9 | 4.9 | 4.9 | 54.788 | 44.7069 | 47.0353 | 46.9149 | 43.717 | 44.749 | 45.3801 | 44.9546 | 43.9684 | 320 | 320 | 320 | 320 | 320 | 320 | 320 | 320 | 320 | 85% | 85% | 45.94% | 85% | 85% | 85% | 85% | 85% | 26.42% | TICO (T2)
| 13 | Amandi | SouthWest Ghana Group | Oil/Gas | Oil/Gas Combined Cycle | 0 | 0 | 8.0946 | 0 | 12.0103 | 10.8198 | 6.1088 | 0.83724 | 0.14413 | 0 | 0 | 987.1488 | 0 | 1464.672 | 1319.4868 | 744.9732 | 102.1023 | 17.5766 | 0 | 0 | 30.94 | 30.94 | 30.94 | 30.94 | 30.94 | 30.94 | 30.94 | 0 | 0 | 4.9 | 0 | 4.9 | 4.9 | 4.9 | 4.9 | 4.9 | 0 | 0 | 51.8191 | 0 | 48.1632 | 49.3003 | 49.9956 | 49.5267 | 48.4402 |  |  | 190 | 190 | 190 | 190 | 190 | 190 | 190 |  |  | 59.31% | 0% | 88% | 79.28% | 44.76% | 6.134% | 1.056% | Amandi
| 14 | KarpowerShip 2 | SouthWest Ghana Group | Oil/Gas | Oil/Gas Combined Cycle | 0 | 27.671 | 31.8841 | 30.5313 | 0 | 0 | 0 | 0 | 0 | 0 | 3250.0541 | 3744.9 | 3586.0077 | 0 | 0 | 0 | 0 | 0 | 0 | 177.828 | 177.828 | 177.828 | 177.828 | 0 | 0 | 0 | 0 | 0 | 3.5 | 3.5 | 3.5 | 0 | 0 | 0 | 0 | 0 | 0 | 49.7238 | 53.8034 | 53.6657 | 0 | 0 | 0 | 0 | 0 |  | 450 | 450 | 450 | 450 | [5 empty] | 82.45% | 95% | 90.97% | 0% |  |  |  |  | KarpowerShip 2
| 15 | Early Power | SouthEast Ghana Group | Oil/Gas | Oil/Gas Combustion | 0 | 0 | 7.6333 | 23.0656 | 23.0656 | 23.0656 | 23.0656 | 23.0656 | 23.0656 | 0 | 0 | 1017.7683 | 3075.417 | 3075.417 | 3075.417 | 3075.417 | 3075.4171 | 3075.417 | 0 | 0 | 16 | 16 | 16 | 16 | 16 | 16 | 16 | 0 | 0 | 3.5 | 3.5 | 3.5 | 3.5 | 3.5 | 3.5 | 3.5 | 0 | 0 | 47.3955 | 47.2742 | 40.7522 | 40.2951 | 44.2203 | 48.3767 | 53.9896 |  |  | 377.5 | 377.5 | 377.5 | 377.5 | 377.5 | 377.5 | 377.5 |  |  | 30.78% | 93% | 93% | 93% | 93% | 93% | 93% | Early Power
| 16 | TT1PP | SouthEast Ghana Group | Oil/Gas | Oil/Gas Combustion | 0 | 0 | 0 | 0 | 0 | 0 | 0 | 0 | 0 | 0 | 0 | 0 | 0 | 0 | 0 | 0 | 0 | 0 | 14.3 | 14.3 | 14.3 | 14.3 | 14.3 | 14.3 | 14.3 | 14.3 | 14.3 | 0 | 0 | 0 | 0 | 0 | 0 | 0 | 0 | 0 | 0 | 0 | 0 | 0 | 0 | 0 | 0 | 0 | 0 | 100 | 100 | 100 | 100 | 100 | 100 | 100 | 100 | 100 | 0% | 0% | 0% | 0% | 0% | 0% | 0% | 0% | 0% | TT1PP
| 17 | KTPP | SouthEast Ghana Group | Oil/Gas | Oil/Gas Combustion | 0.31622 | 0 | 3.2585 | 0 | 0 | 0 | 0 | 0 | 0 | 29.0113 | 0 | 298.9491 | 0 | 0 | 0 | 0 | 0 | 0 | 12.3 | 12.3 | 12.3 | 12.3 | 12.3 | 12.3 | 12.3 | 12.3 | 12.3 | 3.5 | 0 | 3.5 | 0 | 0 | 0 | 0 | 0 | 0 | 84.5994 | 0 | 68.8815 | 0 | 0 | 0 | 0 | 0 | 0 | 200 | 200 | 200 | 200 | 200 | 200 | 200 | 200 | 200 | 1.656% | 0% | 17.06% | 0% | 0% | 0% | 0% | 0% | 0% | KTPP
| 18 | Trojan 1 | SouthEast Ghana Group | Oil/Gas | Oil/Gas Combustion | 0.41408 | 0 | 0 | 0 | 0 | 0 | 0 | 0 | 0 | 49.0614 | 0 | 0 | 0 | 0 | 0 | 0 | 0 | 0 | 34 | 34 | 34 | 34 | 0 | 0 | 0 | 0 | 0 | 5.5 | 0 | 0 | 0 | 0 | 0 | 0 | 0 | 0 | 65.5063 | 0 | 0 | 0 | 0 | 0 | 0 | 0 | 0 | 24.96 | 24.96 | 24.96 | 24.96 | [5 empty] | 22.44% | 0% | 0% | 0% | [5 empty] | Trojan 1
| 19 | MRP | SouthEast Ghana Group | Oil/Gas | Oil/Gas Combustion | 0 | 0 | 0 | 0 | 0 | 0 | 0 | 0 | 0 | 0 | 0 | 0 | 0 | 0 | 0 | 0 | 0 | 0 | 12.5737 | 12.5737 | 12.5737 | 12.5737 | 12.5737 | 12.5737 | 12.5737 | 12.5737 | 12.5737 | 0 | 0 | 0 | 0 | 0 | 0 | 0 | 0 | 0 | 0 | 0 | 0 | 0 | 0 | 0 | 0 | 0 | 0 | 70 | 70 | 70 | 70 | 70 | 70 | 70 | 70 | 70 | 0% | 0% | 0% | 0% | 0% | 0% | 0% | 0% | 0% | MRP
| 20 | Safisana | SouthEast Ghana Group | Biogas | Biogas | 0.010052 | 0 | 0.010052 | 0 | 0.010052 | 0.010052 | 0.010052 | 0.010052 | 0.010052 | 0.7446 | 0 | 0.7446 | 0 | 0.7446 | 0.7446 | 0.7446 | 0.7446 | 0.7446 | 35 | 35 | 35 | 35 | 35 | 35 | 35 | 35 | 35 | 4.2 | 0 | 4.2 | 0 | 4.2 | 4.2 | 4.2 | 4.2 | 4.2 | 40.5 | 0 | 40.5 | 0 | 40.5 | 40.5 | 40.5 | 40.5 | 40.5 | 0.1 | 0.1 | 0.1 | 0.1 | 0.1 | 0.1 | 0.1 | 0.1 | 0.1 | 85% | 0% | 85% | 0% | 85% | 85% | 85% | 85% | 85% | Safisana
| 21 | TT2PP | SouthEast Ghana Group | Gas | Gas Combustion Turbine | 0.5098 | 0 | 0 | 0 | 0 | 0 | 0 | 0 | 0 | 52.4484 | 0 | 0 | 0 | 0 | 0 | 0 | 0 | 0 | 12.1007 | 12.1007 | 12.1007 | 12.1007 | 12.1007 | 12.1007 | 12.1007 | 12.1007 | 12.1007 | 4.5 | 0 | 0 | 0 | 0 | 0 | 0 | 0 | 0 | 79.8984 | 0 | 0 | 0 | 0 | 0 | 0 | 0 | 0 | 45 | 45 | 45 | 45 | 45 | 45 | 45 | 45 | 45 | 13.31% | 0% | 0% | 0% | 0% | 0% | 0% | 0% | 0% | TT2PP
| 22 | SAPP 1 | SouthEast Ghana Group | Gas | Gas Combustion Turbine | 3.0298 | 0 | 0 | 0 | 0 | 0 | 0 | 0 | 0.027432 | 324.7329 | 0 | 0 | 0 | 0 | 0 | 0 | 0 | 2.9402 | 11.83 | 11.83 | 11.83 | 11.83 | 11.83 | 11.83 | 11.83 | 11.83 | 11.83 | 4.5 | 0 | 0 | 0 | 0 | 0 | 0 | 0 | 4.5 | 76.6926 | 0 | 0 | 0 | 0 | 0 | 0 | 0 | 67.1631 | 180 | 180 | 180 | 180 | 180 | 180 | 180 | 180 | 180 | 20.59% | 0% | 0% | 0% | 0% | 0% | 0% | 0% | 0.1865% | SAPP 1
| 23 | Trojan 3 | SouthEast Ghana Group | Gas | Gas Combustion Turbine | 0 | 0 | 0 | 0 | 0 | 0 | 0 | 0 | 0 | 0 | 0 | 0 | 0 | 0 | 0 | 0 | 0 | 0 | 0 | 34 | 34 | 34 | 0 | 0 | 0 | 0 | 0 | 0 | 0 | 0 | 0 | 0 | 0 | 0 | 0 | 0 | 0 | 0 | 0 | 0 | 0 | 0 | 0 | 0 | 0 |  | 49.92 | 49.92 | 49.92 | [6 empty] | 0% | 0% | 0% | [5 empty] | Trojan 3
| 24 | Ameri_2016 | SouthWest Ghana Group | Gas | Gas Combustion Turbine | 0.42075 | 0 | 18.427 | 0 | 0 | 0 | 0 | 0 | 0 | 41.4044 | 0 | 1813.32 | 0 | 0 | 0 | 0 | 0 | 0 | 14.54 | 14.54 | 14.54 | 14.54 | 0 | 0 | 0 | 0 | 0 | 5 | 0 | 5 | 0 | 0 | 0 | 0 | 0 | 0 | 74.9854 | 0 | 64.2178 | 0 | 0 | 0 | 0 | 0 | 0 | 230 | 230 | 230 | 230 | [5 empty] | 2.055% | 0% | 90% | 0% | [5 empty] | Ameri_2016
| 25 | Ameri_2021 | SouthWest Ghana Group | Gas | Gas Combustion Turbine | 0 | 0 | 0 | 0 | 0 | 0 | 0 | 0 | 0 | 0 | 0 | 0 | 0 | 0 | 0 | 0 | 0 | 0 | 0 | 0 | 0 | 0 | 14.54 | 14.54 | 14.54 | 14.54 | 14.54 | 0 | 0 | 0 | 0 | 0 | 0 | 0 | 0 | 0 | 0 | 0 | 0 | 0 | 0 | 0 | 0 | 0 | 0 |  |  |  |  | 230 | 230 | 230 | 230 | 230 |  |  |  |  | 0% | 0% | 0% | 0% | 0% | Ameri_2021
| 26 | Bui | Northern Ghana Group | Water | Hydro | 0 | 0 | 0 | 0 | 0 | 0 | 0 | 0 | 0 | 669.5865 | 669.5867 | 669.5862 | 669.5866 | 669.5864 | 669.5866 | 669.586 | 669.5866 | 669.5862 | 27.74 | 27.74 | 27.74 | 27.74 | 27.74 | 27.74 | 27.74 | 27.74 | 27.74 | 1.63 | 1.63 | 1.63 | 1.63 | 1.63 | 1.63 | 1.63 | 1.63 | 1.63 | 0 | 0 | 0 | 0 | 0 | 0 | 0 | 0 | 0 | 330 | 330 | 330 | 330 | 330 | 330 | 330 | 330 | 330 | 23.16% | 23.16% | 23.16% | 23.16% | 23.16% | 23.16% | 23.16% | 23.16% | 23.16% | Bui
| 27 | Akosombo | SouthEast Ghana Group | Water | Hydro | 0 | 0 | 0 | 0 | 0 | 0 | 0 | 0 | 0 | 3681.6889 | 3681.6882 | 4016.3905 | 4016.3884 | 4434.7619 | 4434.762 | 4434.7633 | 4434.7624 | 4434.7623 | 9.16 | 9.16 | 9.16 | 9.16 | 9.16 | 9.16 | 9.16 | 9.16 | 9.16 | 0.98 | 0.98 | 0.98 | 0.98 | 0.98 | 0.98 | 0.98 | 0.98 | 0.98 | 0 | 0 | 0 | 0 | 0 | 0 | 0 | 0 | 0 | 900 | 900 | 900 | 900 | 900 | 900 | 900 | 900 | 900 | 46.7% | 46.7% | 50.94% | 50.94% | 56.25% | 56.25% | 56.25% | 56.25% | 56.25% | Akosombo
| 28 | Kpong | SouthEast Ghana Group | Water | Hydro | 0 | 0 | 0 | 0 | 0 | 0 | 0 | 0 | 0 | 722.7074 | 722.7073 | 788.4081 | 788.4081 | 870.5339 | 870.534 | 870.534 | 870.534 | 870.5339 | 9.16 | 9.16 | 9.16 | 9.16 | 9.16 | 9.16 | 9.16 | 9.16 | 9.16 | 0.98 | 0.98 | 0.98 | 0.98 | 0.98 | 0.98 | 0.98 | 0.98 | 0.98 | 0 | 0 | 0 | 0 | 0 | 0 | 0 | 0 | 0 | 140 | 140 | 140 | 140 | 140 | 140 | 140 | 140 | 140 | 58.93% | 58.93% | 64.29% | 64.29% | 70.98% | 70.98% | 70.98% | 70.98% | 70.98% | Kpong
| 29 | Cote d'Ivoire Dummy | Cote d'Ivoire | Water | Hydro | 0 | 0 | 0 | 0 | 0 | 0 | 0 | 0 | 0 | 814.68 | 814.6802 | 10 | 814.68 | 814.6805 | 814.68 | 814.6804 | 814.6802 | 814.6797 | 0 | 0 | 0 | 0 | 0 | 0 | 0 | 0 | 0 | 10 | 10 | 10 | 10 | 10 | 10 | 10 | 10 | 10 | 0 | 0 | 0 | 0 | 0 | 0 | 0 | 0 | 0 | 150 | 150 | 150 | 150 | 150 | 150 | 150 | 150 | 150 | 62% | 62% | 0.761% | 62% | 62% | 62% | 62% | 62% | 62% | Cote d'Ivoire Dummy
| 30 | Burkina Dummy | Burkina Group | Water | Hydro | 0 | 0 | 0 | 0 | 0 | 0 | 0 | 0 | 0 | 0.438 | 0.438 | 0.438 | 0.438 | 4.818 | 4.818 | 4.818 | 4.818 | 4.818 | 0 | 0 | 0 | 0 | 0 | 0 | 0 | 0 | 0 | 10 | 10 | 10 | 10 | 10 | 10 | 10 | 10 | 10 | 0 | 0 | 0 | 0 | 0 | 0 | 0 | 0 | 0 | 10 | 10 | 10 | 10 | 110 | 110 | 110 | 110 | 110 | 0.5% | 0.5% | 0.5% | 0.5% | 0.5% | 0.5% | 0.5% | 0.5% | 0.5% | Burkina Dummy
| 31 | VRA Solar | Northern Ghana Group | Sun | Solar PV | 0 | 0 | 0 | 0 | 0 | 0 | 0 | 0 | 0 | 2.7132 | 2.7132 | 2.7132 | 2.7132 | 2.7132 | 2.7132 | 2.7132 | 2.7132 | 2.7132 | 0 | 0 | 0 | 0 | 0 | 0 | 0 | 0 | 0 | 0 | 0 | 0 | 0 | 0 | 0 | 0 | 0 | 0 | 0 | 0 | 0 | 0 | 0 | 0 | 0 | 0 | 0 | 1.8 | 1.8 | 1.8 | 1.8 | 1.8 | 1.8 | 1.8 | 1.8 | 1.8 | 17.21% | 17.21% | 17.21% | 17.21% | 17.21% | 17.21% | 17.21% | 17.21% | 17.21% | VRA Solar
| 32 | BXC Solar | SouthEast Ghana Group | Sun | Solar PV | 0 | 0 | 0 | 0 | 0 | 0 | 0 | 0 | 0 | 24.0159 | 24.0159 | 24.0159 | 24.0159 | 24.0159 | 24.0159 | 24.0159 | 24.0159 | 0 | 0 | 0 | 0 | 0 | 0 | 0 | 0 | 0 | 0 | 0 | 0 | 0 | 0 | 0 | 0 | 0 | 0 | 0 | 0 | 0 | 0 | 0 | 0 | 0 | 0 | 0 | 0 | 18 | 18 | 18 | 18 | 18 | 18 | 18 | 18 |  | 15.23% | 15.23% | 15.23% | 15.23% | 15.23% | 15.23% | 15.23% | 15.23% |  | BXC Solar
| 33 | ASHA BIOGAS 2018 | Ashanti Group | Biogas | Biogas | 0 | 0 | 0 | 0 | 0.67014 | 0.67014 | 0.67014 | 0.25192 | 0.67014 | 0 | 0 | 0 | 0 | 37.23 | 37.23 | 37.23 | 13.9954 | 37.23 | 0 | 0 | 0 | 410.32 | 410.32 | 410.32 | 410.32 | 410.32 | 410.32 | 0 | 0 | 0 | 0 | 5.5 | 5.5 | 5.5 | 5.5 | 5.5 | 0 | 0 | 0 | 0 | 54 | 54 | 54 | 54 | 54 |  |  |  | 2 | 5 | 5 | 5 | 5 | 5 |  |  |  | 0% | 85% | 85% | 85% | 31.95% | 85% | ASHA BIOGAS 2018
| 38 | NORT BIOMASS 2018 | Northern Ghana Group | Biomass | Biomass Combustion | 0 | 0 | 0 | 0 | 1 | 3.3048 | 6.0313 | 0 | 0 | 0 | 0 | 0 | 0 | 74.075 | 244.8014 | 446.76 | 0 | 0 | 0 | 0 | 0 | 130 | 130 | 130 | 130 | 130 | 130 | 0 | 0 | 0 | 0 | 4.5 | 4.5 | 4.5 | 0 | 0 | 0 | 0 | 0 | 0 | 67.5 | 67.5 | 67.5 | 0 | 0 |  |  |  | 20 | 60 | 60 | 60 | 60 | 60 |  |  |  | 0% | 14.09% | 46.58% | 85% | 0% | 0% | NORT BIOMASS 2018
| 41 | SOUT COAL STEAM TURBINE 2026 | SouthWest Ghana Group | Coal | Coal Steam Turbine | 0 | 0 | 0 | 0 | 0 | 31.6277 | 69.047 | 69.047 | 69.047 | 0 | 0 | 0 | 0 | 0 | 3594.0616 | 7846.2444 | 7846.2444 | 7846.2444 | 0 | 0 | 0 | 0 | 0 | 65 | 65 | 65 | 65 | 0 | 0 | 0 | 0 | 0 | 6.034 | 6.034 | 6.034 | 6.034 | 0 | 0 | 0 | 0 | 0 | 27.6544 | 28.1164 | 29.3809 | 30.5557 | [5 empty] | 482.683 | 1053.753 | 1053.753 | 1053.753 | [5 empty] | 85% | 85% | 85% | 85% | SOUT COAL STEAM TURBINE 2026
| 45 | SOUT COMBINED CYCLE 2019 | SouthEast Ghana Group | Oil/Gas | Oil/Gas Combined Cycle | 0 | 0 | 0 | 0 | 0 | 0 | 0 | 0 | 66.3241 | 0 | 0 | 0 | 0 | 0 | 0 | 0 | 0 | 9148.1556 | 0 | 0 | 0 | 0 | 0 | 0 | 0 | 0 | 15 | 0 | 0 | 0 | 0 | 0 | 0 | 0 | 0 | 3.48 | 0 | 0 | 0 | 0 | 0 | 0 | 0 | 0 | 52.19 | 0 | 0 | 0 | 0 | 0 | 0 | 0 | 0 | 1160.34 | 0% | 0% | 0% | 0% | 0% | 0% | 0% | 0% | 90% | SOUT COMBINED CYCLE 2019
| 54 | ASHA INTERRUPTIBLE 2016 | Ashanti Group | Interruptible | Interruptible | 0 | 0 | 0 | 0 | 0 | 0 | 0 | 0 | 0 | 0 | 0 | 0 | 0 | 0 | 0 | 0 | 0 | 0 | 0 | 0 | 0 | 0 | 0 | 0 | 0 | 0 | 0 | 0 | 0 | 0 | 0 | 0 | 0 | 0 | 0 | 0 | 0 | 0 | 0 | 0 | 0 | 0 | 0 | 0 | 0 | 129.301 | 217.102 | [7 empty] | 0% | 0% | [7 empty] | ASHA INTERRUPTIBLE 2016
| 62 | SOUT NUCLEAR 2030 | SouthWest Ghana Group | Uranium | Nuclear | 0 | 0 | 0 | 0 | 0 | 0 | 0 | 85.7166 | 85.7166 | 0 | 0 | 0 | 0 | 0 | 0 | 0 | 8322 | 8322 | 0 | 0 | 0 | 0 | 0 | 0 | 0 | 100 | 100 | 0 | 0 | 0 | 0 | 0 | 0 | 0 | 2.3 | 2.3 | 0 | 0 | 0 | 0 | 0 | 0 | 0 | 12.7918 | 12.7918 | 0 | 0 | 0 | 0 | 0 | 0 | 0 | 1000 | 1000 | 0% | 0% | 0% | 0% | 0% | 0% | 0% | 95% | 95% | SOUT NUCLEAR 2030
| 63 | ASHA SOLAR PV 2020 | Ashanti Group | Sun | Solar PV | 0 | 0 | 0 | 0 | 0 | 0 | 0 | 0 | 0 | 0 | 0 | 0 | 0 | 12.6751 | 12.6751 | 12.6751 | 12.6751 | 12.6751 | 0 | 0 | 0 | 0 | 24.8 | 24.8 | 24.8 | 24.8 | 24.8 | 0 | 0 | 0 | 0 | 0 | 0 | 0 | 0 | 0 | 0 | 0 | 0 | 0 | 0 | 0 | 0 | 0 | 0 | 0 | 0 | 0 | 0 | 10 | 10 | 10 | 10 | 10 | 0% | 0% | 0% | 0% | 14.47% | 14.47% | 14.47% | 14.47% | 14.47% | ASHA SOLAR PV 2020
| 64 | ASHA SOLAR PV 2026 | Ashanti Group | Sun | Solar PV | 0 | 0 | 0 | 0 | 0 | 0 | 0 | 0 | 0 | 0 | 0 | 0 | 0 | 0 | 12.6751 | 38.0252 | 38.0252 | 38.0252 | 0 | 0 | 0 | 0 | 0 | 24.8 | 24.8 | 24.8 | 24.8 | 0 | 0 | 0 | 0 | 0 | 0 | 0 | 0 | 0 | 0 | 0 | 0 | 0 | 0 | 0 | 0 | 0 | 0 | 0 | 0 | 0 | 0 | 0 | 10 | 30 | 30 | 30 | 0% | 0% | 0% | 0% | 0% | 14.47% | 14.47% | 14.47% | 14.47% | ASHA SOLAR PV 2026
| 65 | ASHA SOLAR PV 2035 | Ashanti Group | Sun | Solar PV | 0 | 0 | 0 | 0 | 0 | 0 | 0 | 0 | 0 | 0 | 0 | 0 | 0 | 0 | 0 | 0 | 12.6751 | 69.7128 | 0 | 0 | 0 | 0 | 0 | 0 | 0 | 25 | 25 | 0 | 0 | 0 | 0 | 0 | 0 | 0 | 0 | 0 | 0 | 0 | 0 | 0 | 0 | 0 | 0 | 0 | 0 | 0 | 0 | 0 | 0 | 0 | 0 | 0 | 10 | 55 | 0% | 0% | 0% | 0% | 0% | 0% | 0% | 14.47% | 14.47% | ASHA SOLAR PV 2035
| 66 | SOUT SOLAR PV 2020 | SouthWest Ghana Group | Sun | Solar PV | 0 | 0 | 0 | 0 | 0 | 0 | 0 | 0 | 0 | 0 | 0 | 0 | 0 | 12.6751 | 12.6751 | 12.6751 | 12.6751 | 12.6751 | 0 | 0 | 0 | 0 | 24.8 | 24.8 | 24.8 | 24.8 | 24.8 | 0 | 0 | 0 | 0 | 0 | 0 | 0 | 0 | 0 | 0 | 0 | 0 | 0 | 0 | 0 | 0 | 0 | 0 | 0 | 0 | 0 | 0 | 10 | 10 | 10 | 10 | 10 | 0% | 0% | 0% | 0% | 14.47% | 14.47% | 14.47% | 14.47% | 14.47% | SOUT SOLAR PV 2020
| 67 | SOUT SOLAR PV 2026 | SouthWest Ghana Group | Sun | Solar PV | 0 | 0 | 0 | 0 | 0 | 0 | 0 | 0 | 0 | 0 | 0 | 0 | 0 | 0 | 12.6751 | 25.3501 | 25.3501 | 25.3501 | 0 | 0 | 0 | 0 | 0 | 24.8 | 24.8 | 24.8 | 24.8 | 0 | 0 | 0 | 0 | 0 | 0 | 0 | 0 | 0 | 0 | 0 | 0 | 0 | 0 | 0 | 0 | 0 | 0 | [5 empty] | 10 | 20 | 20 | 20 | [5 empty] | 14.47% | 14.47% | 14.47% | 14.47% | SOUT SOLAR PV 2026
| 68 | SOUT SOLAR PV 2035 | SouthWest Ghana Group | Sun | Solar PV | 0 | 0 | 0 | 0 | 0 | 0 | 0 | 0 | 0 | 0 | 0 | 0 | 0 | 0 | 0 | 0 | 12.6751 | 57.0377 | 0 | 0 | 0 | 0 | 0 | 0 | 0 | 25 | 25 | 0 | 0 | 0 | 0 | 0 | 0 | 0 | 0 | 0 | 0 | 0 | 0 | 0 | 0 | 0 | 0 | 0 | 0 | 0 | 0 | 0 | 0 | 0 | 0 | 0 | 10 | 45 | 0% | 0% | 0% | 0% | 0% | 0% | 0% | 14.47% | 14.47% | SOUT SOLAR PV 2035
| 69 | NORT SOLAR PV 2018 | Northern Ghana Group | Sun | Solar PV | 0 | 0 | 0 | 0 | 0 | 0 | 0 | 0 | 0 | 0 | 0 | 67.5263 | 67.5263 | 67.5263 | 67.5263 | 67.5263 | 67.5263 | 67.5263 | 0 | 0 | 24.8 | 24.8 | 24.8 | 24.8 | 24.8 | 24.8 | 24.8 | 0 | 0 | 0 | 0 | 0 | 0 | 0 | 0 | 0 | 0 | 0 | 0 | 0 | 0 | 0 | 0 | 0 | 0 |  |  | 47.1565 | 47.1565 | 47.1565 | 47.1565 | 47.1565 | 47.1565 | 47.1565 |  |  | 16.35% | 16.35% | 16.35% | 16.35% | 16.35% | 16.35% | 16.35% | NORT SOLAR PV 2018
| 70 | NORT SOLAR PV 2020 | Northern Ghana Group | Sun | Solar PV | 0 | 0 | 0 | 0 | 0 | 0 | 0 | 0 | 0 | 0 | 0 | 0 | 0 | 143.1961 | 143.1961 | 143.1961 | 143.1961 | 143.1961 | 0 | 0 | 0 | 0 | 24.8 | 24.8 | 24.8 | 24.8 | 24.8 | 0 | 0 | 0 | 0 | 0 | 0 | 0 | 0 | 0 | 0 | 0 | 0 | 0 | 0 | 0 | 0 | 0 | 0 | 0 | 0 | 0 | 0 | 100 | 100 | 100 | 100 | 100 | 0% | 0% | 0% | 0% | 16.35% | 16.35% | 16.35% | 16.35% | 16.35% | NORT SOLAR PV 2020
| 71 | NORT SOLAR PV 2023 | Northern Ghana Group | Sun | Solar PV | 0 | 0 | 0 | 0 | 0 | 0 | 0 | 0 | 0 | 0 | 0 | 0 | 0 | 71.598 | 143.1961 | 143.1961 | 143.1961 | 143.1961 | 0 | 0 | 0 | 0 | 24.8 | 24.8 | 24.8 | 24.8 | 24.8 | 0 | 0 | 0 | 0 | 0 | 0 | 0 | 0 | 0 | 0 | 0 | 0 | 0 | 0 | 0 | 0 | 0 | 0 | 0 | 0 | 0 | 0 | 50 | 100 | 100 | 100 | 100 | 0% | 0% | 0% | 0% | 16.35% | 16.35% | 16.35% | 16.35% | 16.35% | NORT SOLAR PV 2023
| 72 | NORT SOLAR PV 2026 | Northern Ghana Group | Sun | Solar PV | 0 | 0 | 0 | 0 | 0 | 0 | 0 | 0 | 0 | 0 | 0 | 0 | 0 | 0 | 71.598 | 214.7941 | 214.7941 | 214.7941 | 0 | 0 | 0 | 0 | 0 | 24.8 | 24.8 | 24.8 | 24.8 | 0 | 0 | 0 | 0 | 0 | 0 | 0 | 0 | 0 | 0 | 0 | 0 | 0 | 0 | 0 | 0 | 0 | 0 | 0 | 0 | 0 | 0 | 0 | 50 | 150 | 150 | 150 | 0% | 0% | 0% | 0% | 0% | 16.35% | 16.35% | 16.35% | 16.35% | NORT SOLAR PV 2026
| 73 | NORT SOLAR PV 2030 | Northern Ghana Group | Sun | Solar PV | 0 | 0 | 0 | 0 | 0 | 0 | 0 | 0 | 0 | 0 | 0 | 0 | 0 | 0 | 0 | 35.799 | 178.9951 | 178.9951 | 0 | 0 | 0 | 0 | 0 | 0 | 24.8 | 24.8 | 24.8 | 0 | 0 | 0 | 0 | 0 | 0 | 0 | 0 | 0 | 0 | 0 | 0 | 0 | 0 | 0 | 0 | 0 | 0 | 0 | 0 | 0 | 0 | 0 | 0 | 25 | 125 | 125 | 0% | 0% | 0% | 0% | 0% | 0% | 16.35% | 16.35% | 16.35% | NORT SOLAR PV 2030
| 74 | NORT SOLAR PV 2035 | Northern Ghana Group | Sun | Solar PV | 0 | 0 | 0 | 0 | 0 | 0 | 0 | 0 | 0 | 0 | 0 | 0 | 0 | 0 | 0 | 0 | 71.598 | 429.5883 | 0 | 0 | 0 | 0 | 0 | 0 | 0 | 24.8 | 24.8 | 0 | 0 | 0 | 0 | 0 | 0 | 0 | 0 | 0 | 0 | 0 | 0 | 0 | 0 | 0 | 0 | 0 | 0 | 0 | 0 | 0 | 0 | 0 | 0 | 0 | 50 | 300 | 0% | 0% | 0% | 0% | 0% | 0% | 0% | 16.35% | 16.35% | NORT SOLAR PV 2035
| 76 | SOUT SOLAR PV 2020 | SouthEast Ghana Group | Sun | Solar PV | 0 | 0 | 0 | 0 | 0 | 0 | 0 | 0 | 0 | 0 | 0 | 0 | 0 | 63.3753 | 63.3753 | 63.3753 | 63.3753 | 63.3753 | 0 | 0 | 0 | 0 | 24.8 | 24.8 | 24.8 | 24.8 | 24.8 | 0 | 0 | 0 | 0 | 0 | 0 | 0 | 0 | 0 | 0 | 0 | 0 | 0 | 0 | 0 | 0 | 0 | 0 | 0 | 0 | 0 | 0 | 50 | 50 | 50 | 50 | 50 | 0% | 0% | 0% | 0% | 14.47% | 14.47% | 14.47% | 14.47% | 14.47% | SOUT SOLAR PV 2020
| 77 | SOUT SOLAR PV 2026 | SouthEast Ghana Group | Sun | Solar PV | 0 | 0 | 0 | 0 | 0 | 0 | 0 | 0 | 0 | 0 | 0 | 0 | 0 | 0 | 31.6876 | 221.8134 | 221.8134 | 221.8134 | 0 | 0 | 0 | 0 | 0 | 24.8 | 24.8 | 24.8 | 24.8 | 0 | 0 | 0 | 0 | 0 | 0 | 0 | 0 | 0 | 0 | 0 | 0 | 0 | 0 | 0 | 0 | 0 | 0 | 0 | 0 | 0 | 0 | 0 | 25 | 175 | 175 | 175 | 0% | 0% | 0% | 0% | 0% | 14.47% | 14.47% | 14.47% | 14.47% | SOUT SOLAR PV 2026
| 78 | SOUT SOLAR PV 2035 | SouthEast Ghana Group | Sun | Solar PV | 0 | 0 | 0 | 0 | 0 | 0 | 0 | 0 | 0 | 0 | 0 | 0 | 0 | 0 | 0 | 0 | 63.3753 | 285.1886 | 0 | 0 | 0 | 0 | 0 | 0 | 0 | 25 | 25 | 0 | 0 | 0 | 0 | 0 | 0 | 0 | 0 | 0 | 0 | 0 | 0 | 0 | 0 | 0 | 0 | 0 | 0 | 0 | 0 | 0 | 0 | 0 | 0 | 0 | 50 | 225 | 0% | 0% | 0% | 0% | 0% | 0% | 0% | 14.47% | 14.47% | SOUT SOLAR PV 2035
| 80 | SOUT SOLAR PV 2020 | SouthWest Ghana Group | Sun | Solar PV | 0 | 0 | 0 | 0 | 0 | 0 | 0 | 0 | 0 | 0 | 0 | 0 | 0 | 6.5372 | 44.5624 | 44.5624 | 44.5624 | 44.5624 | 0 | 0 | 0 | 0 | 24.8 | 24.8 | 24.8 | 24.8 | 24.8 | 0 | 0 | 0 | 0 | 0 | 0 | 0 | 0 | 0 | 0 | 0 | 0 | 0 | 0 | 0 | 0 | 0 | 0 | 0 | 0 | 0 | 0 | 5.1576 | 35.1576 | 35.1576 | 35.1576 | 35.1576 | 0% | 0% | 0% | 0% | 14.47% | 14.47% | 14.47% | 14.47% | 14.47% | SOUT SOLAR PV 2020
| 81 | SOUT SOLAR PV 2026 | SouthWest Ghana Group | Sun | Solar PV | 0 | 0 | 0 | 0 | 0 | 0 | 0 | 0 | 0 | 0 | 0 | 0 | 0 | 0 | 25.3501 | 126.7505 | 126.7505 | 126.7505 | 0 | 0 | 0 | 0 | 0 | 24.8 | 24.8 | 24.8 | 24.8 | 0 | 0 | 0 | 0 | 0 | 0 | 0 | 0 | 0 | 0 | 0 | 0 | 0 | 0 | 0 | 0 | 0 | 0 | 0 | 0 | 0 | 0 | 0 | 20 | 100 | 100 | 100 | 0% | 0% | 0% | 0% | 0% | 14.47% | 14.47% | 14.47% | 14.47% | SOUT SOLAR PV 2026
| 82 | SOUT SOLAR PV 2035 | SouthWest Ghana Group | Sun | Solar PV | 0 | 0 | 0 | 0 | 0 | 0 | 0 | 0 | 0 | 0 | 0 | 0 | 0 | 0 | 0 | 0 | 12.6751 | 152.1006 | 0 | 0 | 0 | 0 | 0 | 0 | 0 | 25 | 25 | 0 | 0 | 0 | 0 | 0 | 0 | 0 | 0 | 0 | 0 | 0 | 0 | 0 | 0 | 0 | 0 | 0 | 0 | 0 | 0 | 0 | 0 | 0 | 0 | 0 | 10 | 120 | 0% | 0% | 0% | 0% | 0% | 0% | 0% | 14.47% | 14.47% | SOUT SOLAR PV 2035
| 84 | SOUT SOLAR PV 2026 | SouthEast Ghana Group | Sun | Solar PV | 0 | 0 | 0 | 0 | 0 | 0 | 0 | 0 | 0 | 0 | 0 | 0 | 0 | 0 | 12.6751 | 25.3501 | 25.3501 | 25.3501 | 0 | 0 | 0 | 0 | 0 | 24.8 | 24.8 | 24.8 | 24.8 | 0 | 0 | 0 | 0 | 0 | 0 | 0 | 0 | 0 | 0 | 0 | 0 | 0 | 0 | 0 | 0 | 0 | 0 | 0 | 0 | 0 | 0 | 0 | 10 | 20 | 20 | 20 | 0% | 0% | 0% | 0% | 0% | 14.47% | 14.47% | 14.47% | 14.47% | SOUT SOLAR PV 2026
| 85 | SOUT SOLAR PV 2035 | SouthEast Ghana Group | Sun | Solar PV | 0 | 0 | 0 | 0 | 0 | 0 | 0 | 0 | 0 | 0 | 0 | 0 | 0 | 0 | 0 | 0 | 12.6751 | 38.0252 | 0 | 0 | 0 | 0 | 0 | 0 | 0 | 25 | 25 | 0 | 0 | 0 | 0 | 0 | 0 | 0 | 0 | 0 | 0 | 0 | 0 | 0 | 0 | 0 | 0 | 0 | 0 | 0 | 0 | 0 | 0 | 0 | 0 | 0 | 10 | 30 | 0% | 0% | 0% | 0% | 0% | 0% | 0% | 14.47% | 14.47% | SOUT SOLAR PV 2035
| 87 | ASHA SOLAR PV WITH STORAGE 2026 | Ashanti Group | Sun + storage | Solar PV + Storage | 0 | 0 | 0 | 0 | 0 | 0 | 0 | 0 | 0 | 0 | 0 | 0 | 0 | 0 | 0 | 12.675 | 12.675 | 12.675 | 0 | 0 | 0 | 0 | 0 | 0 | 28 | 28 | 28 | 0 | 0 | 0 | 0 | 0 | 0 | 0 | 0 | 0 | 0 | 0 | 0 | 0 | 0 | 0 | 0 | 0 | 0 | 0 | 0 | 0 | 0 | 0 | 0 | 10 | 10 | 10 | 0% | 0% | 0% | 0% | 0% | 0% | 14.47% | 14.47% | 14.47% | ASHA SOLAR PV WITH STORAGE 2026
| 93 | NORT SOLAR PV WITH STORAGE 2026 | Northern Ghana Group | Sun + storage | Solar PV + Storage | 0 | 0 | 0 | 0 | 0 | 0 | 0 | 0 | 0 | 0 | 0 | 0 | 0 | 0 | 0 | 63.3752 | 63.3752 | 63.3752 | 0 | 0 | 0 | 0 | 0 | 0 | 28 | 28 | 28 | 0 | 0 | 0 | 0 | 0 | 0 | 0 | 0 | 0 | 0 | 0 | 0 | 0 | 0 | 0 | 0 | 0 | 0 | 0 | 0 | 0 | 0 | 0 | 0 | 50 | 50 | 50 | 0% | 0% | 0% | 0% | 0% | 0% | 14.47% | 14.47% | 14.47% | NORT SOLAR PV WITH STORAGE 2026
| 104 | SOUT WIND TURBINE 2020 | SouthEast Ghana Group | Wind | Wind | 0 | 0 | 0 | 0 | 0 | 0 | 0 | 0 | 0 | 0 | 0 | 0 | 175.1525 | 350.305 | 525.4575 | 525.4575 | 525.4575 | 525.4575 | 0 | 0 | 0 | 46.71 | 46.71 | 46.71 | 46.71 | 46.71 | 46.71 | 0 | 0 | 0 | 0 | 0 | 0 | 0 | 0 | 0 | 0 | 0 | 0 | 0 | 0 | 0 | 0 | 0 | 0 | 0 | 0 | 0 | 75 | 150 | 225 | 225 | 225 | 225 | 0% | 0% | 0% | 26.66% | 26.66% | 26.66% | 26.66% | 26.66% | 26.66% | SOUT WIND TURBINE 2020
| 105 | SOUT WIND TURBINE 2026 | SouthEast Ghana Group | Wind | Wind | 0 | 0 | 0 | 0 | 0 | 0 | 0 | 0 | 0 | 0 | 0 | 0 | 0 | 0 | 175.1525 | 408.6892 | 525.4575 | 525.4575 | 0 | 0 | 0 | 0 | 0 | 46.71 | 46.71 | 46.71 | 46.71 | 0 | 0 | 0 | 0 | 0 | 0 | 0 | 0 | 0 | 0 | 0 | 0 | 0 | 0 | 0 | 0 | 0 | 0 | 0 | 0 | 0 | 0 | 0 | 75 | 175 | 225 | 225 | 0% | 0% | 0% | 0% | 0% | 26.66% | 26.66% | 26.66% | 26.66% | SOUT WIND TURBINE 2026
| 106 | SOUT WIND TURBINE 2035 | SouthEast Ghana Group | Wind | Wind | 0 | 0 | 0 | 0 | 0 | 0 | 0 | 0 | 0 | 0 | 0 | 0 | 0 | 0 | 0 | 0 | 233.5367 | 233.5367 | 0 | 0 | 0 | 0 | 0 | 0 | 0 | 47 | 47 | 0 | 0 | 0 | 0 | 0 | 0 | 0 | 0 | 0 | 0 | 0 | 0 | 0 | 0 | 0 | 0 | 0 | 0 | 0 | 0 | 0 | 0 | 0 | 0 | 0 | 100 | 100 | 0% | 0% | 0% | 0% | 0% | 0% | 0% | 26.66% | 26.66% | SOUT WIND TURBINE 2035
[6 empty] | 0 | 0 | 0 | 0 | 0 | 0 | 0 |  |  | 0 | 0 | 0 | 0 | 0 | 0 | 0 |  |  | 0 | 0 | 0 | 0 | 0 | 0 | 0 |  |  | 0 | 0 | 0 | 0 | 0 | 0 | 0 |  |  | 0 | 0 | 0 | 0 | 0 | 0 | 0 |  |  | 0 | 0 | 0 | 0 | 0 | 0 | 0 |  |  | 0 | 0 | 0 | 0 | 0 | 0 | 0

## LtdFuelSupply
Bck to Contents
|  | Plant Name |  |  |  | FUEL CONSUMPTION | [8 empty] | GENERATION | [8 empty] | FOM (USD/kW-yr | [8 empty] | VOM (USD/MWh) | [8 empty] | Fuel Cost (USD/MWh) | [8 empty] | Available Capacity | [8 empty] | Capacity Factors
| UnitID |  | Model Region | Fuel Type | Capacity Type | 2017 | 2018 | 2019 | 2020 | 2023 | 2026 | 2030 | 2035 | 2040 | 2017 | 2018 | 2019 | 2020 | 2023 | 2026 | 2030 | 2035 | 2040 | 2017 | 2018 | 2019 | 2020 | 2023 | 2026 | 2030 | 2035 | 2040 | 2017 | 2018 | 2019 | 2020 | 2023 | 2026 | 2030 | 2035 | 2040 | 2017 | 2018 | 2019 | 2020 | 2023 | 2026 | 2030 | 2035 | 2040 | 2017 | 2018 | 2019 | 2020 | 2023 | 2026 | 2030 | 2035 | 2040 | 2017 | 2018 | 2019 | 2020 | 2023 | 2026 | 2030 | 2035 | 2040
| 1 | CENIT | SouthEast Ghana Group | Oil | Oil Combustion | 0 | 0 | 0 | 0 | 0 | 0 | 0 | 0 | 0 | 0 | 0 | 0 | 0 | 0 | 0 | 0 | 0 | 0 | 11.83 | 11.83 | 11.83 | 11.83 | 11.83 | 11.83 | 11.83 | 0 | 0 | 0 | 0 | 0 | 0 | 0 | 0 | 0 | 0 | 0 | 0 | 0 | 0 | 0 | 0 | 0 | 0 | 0 | 0 | 100 | 100 | 100 | 100 | 100 | 100 | 100 |  |  | 0% | 0% | 0% | 0% | 0% | 0% | 0% |  |  | CENIT
| 2 | Trojan 2B | SouthEast Ghana Group | Oil | Oil Combustion | 1.0933 | 0 | 0 | 0 | 0 | 0 | 0 | 0 | 0 | 129.5385 | 0 | 0 | 0 | 0 | 0 | 0 | 0 | 0 | 34 | 34 | 34 | 34 | 0 | 0 | 0 | 0 | 0 | 5.5 | 0 | 0 | 0 | 0 | 0 | 0 | 0 | 0 | 97.9957 | 0 | 0 | 0 | 0 | 0 | 0 | 0 | 0 | 16.25 | 16.25 | 16.25 | 16.25 | [5 empty] | 91% | 0% | 0% | 0% | [5 empty] | Trojan 2B
| 3 | Trojan 2A | Ashanti Group | Oil | Oil Combustion | 0.26958 | 0 | 0 | 0 | 0 | 0 | 0 | 0 | 0 | 31.941 | 0 | 0 | 0 | 0 | 0 | 0 | 0 | 0 | 34 | 34 | 34 | 34 | 0 | 0 | 0 | 0 | 0 | 5.5 | 0 | 0 | 0 | 0 | 0 | 0 | 0 | 0 | 108.8196 | 0 | 0 | 0 | 0 | 0 | 0 | 0 | 0 | 16.25 | 16.25 | 16.25 | 16.25 | [5 empty] | 22.44% | 0% | 0% | 0% | [5 empty] | Trojan 2A
| 4 | GP Tarkwa Plant | SouthWest Ghana Group | Oil | Oil Combustion | 0 | 0 | 0 | 0 | 0 | 0 | 0 | 0 | 0 | 0 | 0 | 0 | 0 | 0 | 0 | 0 | 0 | 0 | 17.5 | 17.5 | 17.5 | 17.5 | 17.5 | 17.5 | 17.5 | 17.5 | 17.5 | 0 | 0 | 0 | 0 | 0 | 0 | 0 | 0 | 0 | 0 | 0 | 0 | 0 | 0 | 0 | 0 | 0 | 0 | 33 | 33 | 33 | 33 | 33 | 33 | 33 | 33 | 33 | 0% | 0% | 0% | 0% | 0% | 0% | 0% | 0% | 0% | GP Tarkwa Plant
| 5 | GP Chirano Plant | SouthWest Ghana Group | Oil | Oil Combustion | 0 | 0 | 0 | 0 | 0 | 0 | 0 | 0 | 0 | 0 | 0 | 0 | 0 | 0 | 0 | 0 | 0 | 0 | 17.5 | 17.5 | 17.5 | 17.5 | 17.5 | 17.5 | 17.5 | 17.5 | 17.5 | 0 | 0 | 0 | 0 | 0 | 0 | 0 | 0 | 0 | 0 | 0 | 0 | 0 | 0 | 0 | 0 | 0 | 0 | 30 | 30 | 30 | 30 | 30 | 30 | 30 | 30 | 30 | 0% | 0% | 0% | 0% | 0% | 0% | 0% | 0% | 0% | GP Chirano Plant
| 6 | GP Darmang Plant | SouthWest Ghana Group | Oil | Oil Combustion | 0 | 0 | 0 | 0 | 0 | 0 | 0 | 0 | 0 | 0 | 0 | 0 | 0 | 0 | 0 | 0 | 0 | 0 | 17.5 | 17.5 | 17.5 | 17.5 | 17.5 | 17.5 | 17.5 | 17.5 | 17.5 | 0 | 0 | 0 | 0 | 0 | 0 | 0 | 0 | 0 | 0 | 0 | 0 | 0 | 0 | 0 | 0 | 0 | 0 | 25.5 | 25.5 | 25.5 | 25.5 | 25.5 | 25.5 | 25.5 | 25.5 | 25.5 | 0% | 0% | 0% | 0% | 0% | 0% | 0% | 0% | 0% | GP Darmang Plant
| 7 | SAPP 2 | SouthEast Ghana Group | Oil/Gas | Oil/Gas Combined Cycle | 7.7467 | 23.5117 | 21.4846 | 13.6024 | 23.5117 | 23.4876 | 22.2139 | 9.3159 | 6.5203 | 993.1627 | 3014.3158 | 2754.4341 | 1743.8932 | 3014.316 | 3011.231 | 2847.9377 | 1194.3462 | 835.9393 | 16 | 16 | 16 | 16 | 16 | 16 | 16 | 16 | 16 | 3.5 | 3.5 | 3.5 | 3.5 | 3.5 | 3.5 | 3.5 | 3.5 | 3.5 | 68.1203 | 62.9614 | 64.7282 | 64.6092 | 62.2439 | 81.2895 | 81.6801 | 84.2511 | 123.7569 | 370 | 370 | 370 | 370 | 370 | 370 | 370 | 370 | 370 | 30.64% | 93% | 84.98% | 53.8% | 93% | 92.9% | 87.87% | 36.85% | 25.79% | SAPP 2
| 8 | Cenpower | SouthEast Ghana Group | Oil/Gas | Oil/Gas Combined Cycle | 0 | 3.4883 | 6.5908 | 0 | 4.2373 | 8.0721 | 4.5463 | 0.33583 | 0.76225 | 0 | 445.5087 | 841.7375 | 0 | 541.1597 | 1030.9194 | 580.6202 | 42.8896 | 97.3498 | 0 | 16 | 16 | 16 | 16 | 16 | 16 | 16 | 16 | 0 | 3.5 | 3.5 | 0 | 3.5 | 3.5 | 3.5 | 3.5 | 3.5 | 0 | 63.7712 | 64.5579 | 0 | 62.6812 | 67.4573 | 76.8373 | 78.4416 | 124.2329 |  | 340 | 340 | 340 | 340 | 340 | 340 | 340 | 340 |  | 14.96% | 28.26% | 0% | 18.17% | 34.61% | 19.49% | 1.44% | 3.269% | Cenpower
| 9 | KarpowerShip 1 | SouthEast Ghana Group | Oil/Gas | Oil/Gas Combined Cycle | 14.837 | 0 | 0 | 0 | 0 | 0 | 0 | 0 | 0 | 1942.0128 | 0 | 0 | 0 | 0 | 0 | 0 | 0 | 0 | 177.828 | 0 | 0 | 0 | 0 | 0 | 0 | 0 | 0 | 3.5 | 0 | 0 | 0 | 0 | 0 | 0 | 0 | 0 | 67.7182 | 0 | 0 | 0 | 0 | 0 | 0 | 0 | 0 | 247 | [8 empty] | 89.75% | [8 empty] | KarpowerShip 1
| 10 | AKSA | SouthEast Ghana Group | Oil/Gas | Oil/Gas Combined Cycle | 10.1595 | 0 | 0 | 0 | 9.3903 | 25.9679 | 25.9679 | 25.9679 | 25.9679 | 1195.236 | 0 | 0 | 0 | 1104.7427 | 3055.05 | 3055.05 | 3055.05 | 3055.05 | 16 | 16 | 16 | 16 | 16 | 16 | 16 | 16 | 16 | 3.5 | 0 | 0 | 0 | 3.5 | 3.5 | 3.5 | 3.5 | 3.5 | 75.3409 | 0 | 0 | 0 | 96.9297 | 103.1749 | 106.1531 | 109.5566 | 113.8647 | 250 | 375 | 375 | 375 | 375 | 375 | 375 | 375 | 375 | 54.58% | 0% | 0% | 0% | 33.63% | 93% | 93% | 93% | 93% | AKSA
| 11 | TAPCO (T1) | SouthWest Ghana Group | Oil/Gas | Oil/Gas Combined Cycle | 11.645 | 17.1872 | 17.1872 | 17.1872 | 17.1872 | 17.1872 | 17.1872 | 16.2102 | 16.6231 | 1496.2062 | 2208.3 | 2208.3 | 2208.3 | 2208.3 | 2208.3 | 2208.2996 | 2082.7724 | 2135.8249 | 18.7 | 18.7 | 18.7 | 18.7 | 18.7 | 18.7 | 18.7 | 18.7 | 18.7 | 5 | 5 | 5 | 5 | 5 | 5 | 5 | 5 | 5 | 58.7954 | 62.3154 | 64.7499 | 64.6242 | 61.2801 | 70.5584 | 75.8574 | 98.0852 | 114.169 | 305 | 305 | 305 | 305 | 305 | 305 | 305 | 305 | 305 | 56% | 82.65% | 82.65% | 82.65% | 82.65% | 82.65% | 82.65% | 77.95% | 79.94% | TAPCO (T1)
| 12 | TICO (T2) | SouthWest Ghana Group | Oil/Gas | Oil/Gas Combined Cycle | 17.7346 | 17.7346 | 17.7346 | 17.7346 | 17.7346 | 17.7346 | 17.7346 | 17.7346 | 17.7346 | 2382.7196 | 2382.72 | 2382.72 | 2382.72 | 2382.72 | 2382.7201 | 2382.7195 | 2382.72 | 2382.72 | 30.94 | 30.94 | 30.94 | 30.94 | 30.94 | 30.94 | 30.94 | 30.94 | 30.94 | 4.9 | 4.9 | 4.9 | 4.9 | 4.9 | 4.9 | 4.9 | 4.9 | 4.9 | 57.5705 | 59.5931 | 61.9213 | 61.8011 | 58.603 | 63.0285 | 63.7498 | 74.9281 | 115.6794 | 320 | 320 | 320 | 320 | 320 | 320 | 320 | 320 | 320 | 85% | 85% | 85% | 85% | 85% | 85% | 85% | 85% | 85% | TICO (T2)
| 13 | Amandi | SouthWest Ghana Group | Oil/Gas | Oil/Gas Combined Cycle | 0 | 0 | 8.0946 | 12.0103 | 0.6962 | 0 | 0.00064639 | 0.0019957 | 0.10056 | 0 | 0 | 987.1488 | 1464.672 | 84.902 | 0 | 0.078828 | 0.24338 | 12.2639 | 0 | 0 | 30.94 | 30.94 | 30.94 | 30.94 | 30.94 | 30.94 | 30.94 | 0 | 0 | 4.9 | 4.9 | 4.9 | 0 | 4.9 | 4.9 | 4.9 | 0 | 0 | 68.2191 | 68.0866 | 64.5633 | 0 | 66.3957 | 65.9303 | 115.7584 |  |  | 190 | 190 | 190 | 190 | 190 | 190 | 190 |  |  | 59.31% | 88% | 5.101% | 0% | 0.004736% | 0.01462% | 0.7368% | Amandi
| 14 | KarpowerShip 2 | SouthWest Ghana Group | Oil/Gas | Oil/Gas Combined Cycle | 0 | 20.2568 | 6.9045 | 10.3418 | 31.8841 | 0 | 0 | 0 | 0 | 0 | 2379.2316 | 810.9547 | 1214.6852 | 3744.9 | 0 | 0 | 0 | 0 | 0 | 177.828 | 177.828 | 177.828 | 177.828 | 0 | 0 | 0 | 0 | 0 | 3.5 | 3.5 | 3.5 | 3.5 | 0 | 0 | 0 | 0 | 0 | 70.9456 | 70.8314 | 83.7648 | 94.5163 | 0 | 0 | 0 | 0 |  | 450 | 450 | 450 | 450 | [5 empty] | 60.36% | 20.57% | 30.81% | 95% |  |  |  |  | KarpowerShip 2
| 15 | Early Power | SouthEast Ghana Group | Oil/Gas | Oil/Gas Combustion | 0 | 0 | 7.7096 | 23.0656 | 23.0656 | 23.0656 | 23.0656 | 23.0656 | 13.3562 | 0 | 0 | 1027.9476 | 3075.417 | 3075.417 | 3075.417 | 3075.417 | 3075.4172 | 1780.8204 | 0 | 0 | 16 | 16 | 16 | 16 | 16 | 16 | 16 | 0 | 0 | 3.5 | 3.5 | 3.5 | 3.5 | 3.5 | 3.5 | 3.5 | 0 | 0 | 62.3955 | 62.0708 | 59.2725 | 60.38 | 60.8844 | 60.6635 | 61.2031 |  |  | 377.5 | 377.5 | 377.5 | 377.5 | 377.5 | 377.5 | 377.5 |  |  | 31.08% | 93% | 93% | 93% | 93% | 93% | 53.85% | Early Power
| 16 | TT1PP | SouthEast Ghana Group | Oil/Gas | Oil/Gas Combustion | 0 | 0 | 0 | 0 | 0 | 0 | 0 | 0 | 0 | 0 | 0 | 0 | 0 | 0 | 0 | 0 | 0 | 0 | 14.3 | 14.3 | 14.3 | 14.3 | 14.3 | 14.3 | 14.3 | 14.3 | 14.3 | 0 | 0 | 0 | 0 | 0 | 0 | 0 | 0 | 0 | 0 | 0 | 0 | 0 | 0 | 0 | 0 | 0 | 0 | 100 | 100 | 100 | 100 | 100 | 100 | 100 | 100 | 100 | 0% | 0% | 0% | 0% | 0% | 0% | 0% | 0% | 0% | TT1PP
| 17 | KTPP | SouthEast Ghana Group | Oil/Gas | Oil/Gas Combustion | 0.83198 | 0 | 0 | 0 | 0 | 0 | 0 | 0 | 0 | 76.3282 | 0 | 0 | 0 | 0 | 0 | 0 | 0 | 0 | 12.3 | 12.3 | 12.3 | 12.3 | 12.3 | 12.3 | 12.3 | 12.3 | 12.3 | 3.5 | 0 | 0 | 0 | 0 | 0 | 0 | 0 | 0 | 126.5585 | 0 | 0 | 0 | 0 | 0 | 0 | 0 | 0 | 200 | 200 | 200 | 200 | 200 | 200 | 200 | 200 | 200 | 4.357% | 0% | 0% | 0% | 0% | 0% | 0% | 0% | 0% | KTPP
| 18 | Trojan 1 | SouthEast Ghana Group | Oil/Gas | Oil/Gas Combustion | 1.6793 | 0 | 0 | 0 | 0 | 0 | 0 | 0 | 0 | 198.9711 | 0 | 0 | 0 | 0 | 0 | 0 | 0 | 0 | 34 | 34 | 34 | 34 | 0 | 0 | 0 | 0 | 0 | 5.5 | 0 | 0 | 0 | 0 | 0 | 0 | 0 | 0 | 97.9957 | 0 | 0 | 0 | 0 | 0 | 0 | 0 | 0 | 24.96 | 24.96 | 24.96 | 24.96 | [5 empty] | 91% | 0% | 0% | 0% | [5 empty] | Trojan 1
| 19 | MRP | SouthEast Ghana Group | Oil/Gas | Oil/Gas Combustion | 0 | 0 | 0 | 0 | 0 | 0 | 0 | 0 | 0 | 0 | 0 | 0 | 0 | 0 | 0 | 0 | 0 | 0 | 12.5737 | 12.5737 | 12.5737 | 12.5737 | 12.5737 | 12.5737 | 12.5737 | 12.5737 | 12.5737 | 0 | 0 | 0 | 0 | 0 | 0 | 0 | 0 | 0 | 0 | 0 | 0 | 0 | 0 | 0 | 0 | 0 | 0 | 70 | 70 | 70 | 70 | 70 | 70 | 70 | 70 | 70 | 0% | 0% | 0% | 0% | 0% | 0% | 0% | 0% | 0% | MRP
| 20 | Safisana | SouthEast Ghana Group | Biogas | Biogas | 0.010052 | 0.010052 | 0.010052 | 0.010052 | 0.010052 | 0.010052 | 0.010052 | 0.010052 | 0.010052 | 0.7446 | 0.7446 | 0.7446 | 0.7446 | 0.7446 | 0.7446 | 0.7446 | 0.7446 | 0.7446 | 35 | 35 | 35 | 35 | 35 | 35 | 35 | 35 | 35 | 4.2 | 4.2 | 4.2 | 4.2 | 4.2 | 4.2 | 4.2 | 4.2 | 4.2 | 40.5 | 40.5 | 40.5 | 40.5 | 40.5 | 40.5 | 40.5 | 40.5 | 40.5 | 0.1 | 0.1 | 0.1 | 0.1 | 0.1 | 0.1 | 0.1 | 0.1 | 0.1 | 85% | 85% | 85% | 85% | 85% | 85% | 85% | 85% | 85% | Safisana
| 21 | TT2PP | SouthEast Ghana Group | Gas | Gas Combustion Turbine | 0.45233 | 0 | 0 | 0 | 0 | 0 | 0 | 0 | 0 | 46.5361 | 0 | 0 | 0 | 0 | 0 | 0 | 0 | 0 | 12.1007 | 12.1007 | 12.1007 | 12.1007 | 12.1007 | 12.1007 | 12.1007 | 12.1007 | 12.1007 | 4.5 | 0 | 0 | 0 | 0 | 0 | 0 | 0 | 0 | 79.8984 | 0 | 0 | 0 | 0 | 0 | 0 | 0 | 0 | 45 | 45 | 45 | 45 | 45 | 45 | 45 | 45 | 45 | 11.81% | 0% | 0% | 0% | 0% | 0% | 0% | 0% | 0% | TT2PP
| 22 | SAPP 1 | SouthEast Ghana Group | Gas | Gas Combustion Turbine | 3.0298 | 0 | 0 | 0 | 0 | 0 | 0 | 0 | 0.010783 | 324.7332 | 0 | 0 | 0 | 0 | 0 | 0 | 0 | 1.1557 | 11.83 | 11.83 | 11.83 | 11.83 | 11.83 | 11.83 | 11.83 | 11.83 | 11.83 | 4.5 | 0 | 0 | 0 | 0 | 0 | 0 | 0 | 4.5 | 76.6926 | 0 | 0 | 0 | 0 | 0 | 0 | 0 | 74.4758 | 180 | 180 | 180 | 180 | 180 | 180 | 180 | 180 | 180 | 20.59% | 0% | 0% | 0% | 0% | 0% | 0% | 0% | 0.07329% | SAPP 1
| 23 | Trojan 3 | SouthEast Ghana Group | Gas | Gas Combustion Turbine | 0 | 0 | 0 | 0 | 0 | 0 | 0 | 0 | 0 | 0 | 0 | 0 | 0 | 0 | 0 | 0 | 0 | 0 | 0 | 34 | 34 | 34 | 0 | 0 | 0 | 0 | 0 | 0 | 0 | 0 | 0 | 0 | 0 | 0 | 0 | 0 | 0 | 0 | 0 | 0 | 0 | 0 | 0 | 0 | 0 |  | 49.92 | 49.92 | 49.92 | [6 empty] | 0% | 0% | 0% | [5 empty] | Trojan 3
| 24 | Ameri_2016 | SouthWest Ghana Group | Gas | Gas Combustion Turbine | 0 | 0 | 0 | 0 | 0 | 0 | 0 | 0 | 0 | 0 | 0 | 0 | 0 | 0 | 0 | 0 | 0 | 0 | 14.54 | 14.54 | 14.54 | 14.54 | 0 | 0 | 0 | 0 | 0 | 0 | 0 | 0 | 0 | 0 | 0 | 0 | 0 | 0 | 0 | 0 | 0 | 0 | 0 | 0 | 0 | 0 | 0 | 230 | 230 | 230 | 230 | [5 empty] | 0% | 0% | 0% | 0% | [5 empty] | Ameri_2016
| 25 | Ameri_2021 | SouthWest Ghana Group | Gas | Gas Combustion Turbine | 0 | 0 | 0 | 0 | 0 | 0 | 0 | 0 | 0 | 0 | 0 | 0 | 0 | 0 | 0 | 0 | 0 | 0 | 0 | 0 | 0 | 0 | 14.54 | 14.54 | 14.54 | 14.54 | 14.54 | 0 | 0 | 0 | 0 | 0 | 0 | 0 | 0 | 0 | 0 | 0 | 0 | 0 | 0 | 0 | 0 | 0 | 0 |  |  |  |  | 230 | 230 | 230 | 230 | 230 |  |  |  |  | 0% | 0% | 0% | 0% | 0% | Ameri_2021
| 26 | Bui | Northern Ghana Group | Water | Hydro | 0 | 0 | 0 | 0 | 0 | 0 | 0 | 0 | 0 | 669.5864 | 669.5862 | 669.5863 | 669.5867 | 669.5867 | 669.5864 | 669.5862 | 669.5867 | 669.5863 | 27.74 | 27.74 | 27.74 | 27.74 | 27.74 | 27.74 | 27.74 | 27.74 | 27.74 | 1.63 | 1.63 | 1.63 | 1.63 | 1.63 | 1.63 | 1.63 | 1.63 | 1.63 | 0 | 0 | 0 | 0 | 0 | 0 | 0 | 0 | 0 | 330 | 330 | 330 | 330 | 330 | 330 | 330 | 330 | 330 | 23.16% | 23.16% | 23.16% | 23.16% | 23.16% | 23.16% | 23.16% | 23.16% | 23.16% | Bui
| 27 | Akosombo | SouthEast Ghana Group | Water | Hydro | 0 | 0 | 0 | 0 | 0 | 0 | 0 | 0 | 0 | 3681.6894 | 3681.6888 | 4016.3882 | 4016.3902 | 4434.7617 | 4434.7614 | 4434.762 | 4434.7623 | 4434.7619 | 9.16 | 9.16 | 9.16 | 9.16 | 9.16 | 9.16 | 9.16 | 9.16 | 9.16 | 0.98 | 0.98 | 0.98 | 0.98 | 0.98 | 0.98 | 0.98 | 0.98 | 0.98 | 0 | 0 | 0 | 0 | 0 | 0 | 0 | 0 | 0 | 900 | 900 | 900 | 900 | 900 | 900 | 900 | 900 | 900 | 46.7% | 46.7% | 50.94% | 50.94% | 56.25% | 56.25% | 56.25% | 56.25% | 56.25% | Akosombo
| 28 | Kpong | SouthEast Ghana Group | Water | Hydro | 0 | 0 | 0 | 0 | 0 | 0 | 0 | 0 | 0 | 722.7074 | 722.7073 | 788.4082 | 788.4081 | 870.5341 | 870.5339 | 870.5339 | 870.534 | 870.5342 | 9.16 | 9.16 | 9.16 | 9.16 | 9.16 | 9.16 | 9.16 | 9.16 | 9.16 | 0.98 | 0.98 | 0.98 | 0.98 | 0.98 | 0.98 | 0.98 | 0.98 | 0.98 | 0 | 0 | 0 | 0 | 0 | 0 | 0 | 0 | 0 | 140 | 140 | 140 | 140 | 140 | 140 | 140 | 140 | 140 | 58.93% | 58.93% | 64.29% | 64.29% | 70.98% | 70.98% | 70.98% | 70.98% | 70.98% | Kpong
| 29 | Cote d'Ivoire Dummy | Cote d'Ivoire | Water | Hydro | 0 | 0 | 0 | 0 | 0 | 0 | 0 | 0 | 0 | 814.6799 | 814.6801 | 814.68 | 814.6801 | 814.6801 | 814.68 | 814.68 | 814.6799 | 814.68 | 0 | 0 | 0 | 0 | 0 | 0 | 0 | 0 | 0 | 10 | 10 | 10 | 10 | 10 | 10 | 10 | 10 | 10 | 0 | 0 | 0 | 0 | 0 | 0 | 0 | 0 | 0 | 150 | 150 | 150 | 150 | 150 | 150 | 150 | 150 | 150 | 62% | 62% | 62% | 62% | 62% | 62% | 62% | 62% | 62% | Cote d'Ivoire Dummy
| 30 | Burkina Dummy | Burkina Group | Water | Hydro | 0 | 0 | 0 | 0 | 0 | 0 | 0 | 0 | 0 | 0.438 | 0.438 | 0.438 | 0.438 | 4.818 | 4.818 | 4.818 | 4.818 | 4.818 | 0 | 0 | 0 | 0 | 0 | 0 | 0 | 0 | 0 | 10 | 10 | 10 | 10 | 10 | 10 | 10 | 10 | 10 | 0 | 0 | 0 | 0 | 0 | 0 | 0 | 0 | 0 | 10 | 10 | 10 | 10 | 110 | 110 | 110 | 110 | 110 | 0.5% | 0.5% | 0.5% | 0.5% | 0.5% | 0.5% | 0.5% | 0.5% | 0.5% | Burkina Dummy
| 31 | VRA Solar | Northern Ghana Group | Sun | Solar PV | 0 | 0 | 0 | 0 | 0 | 0 | 0 | 0 | 0 | 2.7132 | 2.7132 | 2.7132 | 2.7132 | 2.7132 | 2.7132 | 2.7132 | 2.7132 | 2.7132 | 0 | 0 | 0 | 0 | 0 | 0 | 0 | 0 | 0 | 0 | 0 | 0 | 0 | 0 | 0 | 0 | 0 | 0 | 0 | 0 | 0 | 0 | 0 | 0 | 0 | 0 | 0 | 1.8 | 1.8 | 1.8 | 1.8 | 1.8 | 1.8 | 1.8 | 1.8 | 1.8 | 17.21% | 17.21% | 17.21% | 17.21% | 17.21% | 17.21% | 17.21% | 17.21% | 17.21% | VRA Solar
| 32 | BXC Solar | SouthEast Ghana Group | Sun | Solar PV | 0 | 0 | 0 | 0 | 0 | 0 | 0 | 0 | 0 | 24.0159 | 24.0159 | 24.0159 | 24.0159 | 24.0159 | 24.0159 | 24.0159 | 24.0159 | 0 | 0 | 0 | 0 | 0 | 0 | 0 | 0 | 0 | 0 | 0 | 0 | 0 | 0 | 0 | 0 | 0 | 0 | 0 | 0 | 0 | 0 | 0 | 0 | 0 | 0 | 0 | 0 | 18 | 18 | 18 | 18 | 18 | 18 | 18 | 18 |  | 15.23% | 15.23% | 15.23% | 15.23% | 15.23% | 15.23% | 15.23% | 15.23% |  | BXC Solar
| 33 | ASHA BIOGAS 2018 | Ashanti Group | Biogas | Biogas | 0 | 0 | 0 | 0.26806 | 0.67014 | 0.67014 | 0.67014 | 0.67014 | 0.67014 | 0 | 0 | 0 | 14.892 | 37.23 | 37.23 | 37.23 | 37.23 | 37.23 | 0 | 0 | 0 | 410.32 | 410.32 | 410.32 | 410.32 | 410.32 | 410.32 | 0 | 0 | 0 | 5.5 | 5.5 | 5.5 | 5.5 | 5.5 | 5.5 | 0 | 0 | 0 | 54 | 54 | 54 | 54 | 54 | 54 |  |  |  | 2 | 5 | 5 | 5 | 5 | 5 |  |  |  | 85% | 85% | 85% | 85% | 85% | 85% | ASHA BIOGAS 2018
| 38 | NORT BIOMASS 2018 | Northern Ghana Group | Biomass | Biomass Combustion | 0 | 0 | 0 | 2.0104 | 6.0313 | 6.0313 | 6.0313 | 6.0313 | 6.0313 | 0 | 0 | 0 | 148.92 | 446.76 | 446.76 | 446.76 | 446.76 | 446.76 | 0 | 0 | 0 | 130 | 130 | 130 | 130 | 130 | 130 | 0 | 0 | 0 | 4.5 | 4.5 | 4.5 | 4.5 | 4.5 | 4.5 | 0 | 0 | 0 | 67.5 | 67.5 | 67.5 | 67.5 | 67.5 | 67.5 |  |  |  | 20 | 60 | 60 | 60 | 60 | 60 |  |  |  | 85% | 85% | 85% | 85% | 85% | 85% | NORT BIOMASS 2018
| 41 | SOUT COAL STEAM TURBINE 2026 | SouthWest Ghana Group | Coal | Coal Steam Turbine | 0 | 0 | 0 | 0 | 0 | 31.6277 | 69.047 | 69.047 | 69.047 | 0 | 0 | 0 | 0 | 0 | 3594.0616 | 7846.2444 | 7846.2444 | 7846.2444 | 0 | 0 | 0 | 0 | 0 | 65 | 65 | 65 | 65 | 0 | 0 | 0 | 0 | 0 | 6.034 | 6.034 | 6.034 | 6.034 | 0 | 0 | 0 | 0 | 0 | 42.4943 | 42.9756 | 44.2927 | 45.5165 | [5 empty] | 482.683 | 1053.753 | 1053.753 | 1053.753 | [5 empty] | 85% | 85% | 85% | 85% | SOUT COAL STEAM TURBINE 2026
| 45 | SOUT COMBINED CYCLE 2019 | SouthEast Ghana Group | Oil/Gas | Oil/Gas Combined Cycle | 0 | 0 | 0 | 0 | 0 | 0 | 0 | 0 | 66.3241 | 0 | 0 | 0 | 0 | 0 | 0 | 0 | 0 | 9148.1556 | 0 | 0 | 0 | 0 | 0 | 0 | 0 | 0 | 15 | 0 | 0 | 0 | 0 | 0 | 0 | 0 | 0 | 3.48 | 0 | 0 | 0 | 0 | 0 | 0 | 0 | 0 | 97.1199 | 0 | 0 | 0 | 0 | 0 | 0 | 0 | 0 | 1160.34 | 0% | 0% | 0% | 0% | 0% | 0% | 0% | 0% | 90% | SOUT COMBINED CYCLE 2019
| 54 | ASHA INTERRUPTIBLE 2016 | Ashanti Group | Interruptible | Interruptible | 0 | 0 | 0 | 0 | 0 | 0 | 0 | 0 | 0 | 0 | 0 | 0 | 0 | 0 | 0 | 0 | 0 | 0 | 0 | 0 | 0 | 0 | 0 | 0 | 0 | 0 | 0 | 0 | 0 | 0 | 0 | 0 | 0 | 0 | 0 | 0 | 0 | 0 | 0 | 0 | 0 | 0 | 0 | 0 | 0 | 129.301 | 217.102 | [7 empty] | 0% | 0% | [7 empty] | ASHA INTERRUPTIBLE 2016
| 62 | SOUT NUCLEAR 2030 | SouthWest Ghana Group | Uranium | Nuclear | 0 | 0 | 0 | 0 | 0 | 0 | 0 | 85.7166 | 85.7166 | 0 | 0 | 0 | 0 | 0 | 0 | 0 | 8322 | 8322 | 0 | 0 | 0 | 0 | 0 | 0 | 0 | 100 | 100 | 0 | 0 | 0 | 0 | 0 | 0 | 0 | 2.3 | 2.3 | 0 | 0 | 0 | 0 | 0 | 0 | 0 | 13.184 | 13.184 | 0 | 0 | 0 | 0 | 0 | 0 | 0 | 1000 | 1000 | 0% | 0% | 0% | 0% | 0% | 0% | 0% | 95% | 95% | SOUT NUCLEAR 2030
| 63 | ASHA SOLAR PV 2020 | Ashanti Group | Sun | Solar PV | 0 | 0 | 0 | 0 | 0 | 0 | 0 | 0 | 0 | 0 | 0 | 0 | 0 | 12.6751 | 12.6751 | 12.6751 | 12.6751 | 12.6751 | 0 | 0 | 0 | 0 | 24.8 | 24.8 | 24.8 | 24.8 | 24.8 | 0 | 0 | 0 | 0 | 0 | 0 | 0 | 0 | 0 | 0 | 0 | 0 | 0 | 0 | 0 | 0 | 0 | 0 | 0 | 0 | 0 | 0 | 10 | 10 | 10 | 10 | 10 | 0% | 0% | 0% | 0% | 14.47% | 14.47% | 14.47% | 14.47% | 14.47% | ASHA SOLAR PV 2020
| 64 | ASHA SOLAR PV 2026 | Ashanti Group | Sun | Solar PV | 0 | 0 | 0 | 0 | 0 | 0 | 0 | 0 | 0 | 0 | 0 | 0 | 0 | 0 | 12.6751 | 38.0252 | 38.0252 | 38.0252 | 0 | 0 | 0 | 0 | 0 | 24.8 | 24.8 | 24.8 | 24.8 | 0 | 0 | 0 | 0 | 0 | 0 | 0 | 0 | 0 | 0 | 0 | 0 | 0 | 0 | 0 | 0 | 0 | 0 | 0 | 0 | 0 | 0 | 0 | 10 | 30 | 30 | 30 | 0% | 0% | 0% | 0% | 0% | 14.47% | 14.47% | 14.47% | 14.47% | ASHA SOLAR PV 2026
| 65 | ASHA SOLAR PV 2035 | Ashanti Group | Sun | Solar PV | 0 | 0 | 0 | 0 | 0 | 0 | 0 | 0 | 0 | 0 | 0 | 0 | 0 | 0 | 0 | 0 | 12.6751 | 69.7128 | 0 | 0 | 0 | 0 | 0 | 0 | 0 | 25 | 25 | 0 | 0 | 0 | 0 | 0 | 0 | 0 | 0 | 0 | 0 | 0 | 0 | 0 | 0 | 0 | 0 | 0 | 0 | 0 | 0 | 0 | 0 | 0 | 0 | 0 | 10 | 55 | 0% | 0% | 0% | 0% | 0% | 0% | 0% | 14.47% | 14.47% | ASHA SOLAR PV 2035
| 67 | SOUT SOLAR PV 2026 | SouthWest Ghana Group | Sun | Solar PV | 0 | 0 | 0 | 0 | 0 | 0 | 0 | 0 | 0 | 0 | 0 | 0 | 0 | 0 | 12.6751 | 25.3501 | 25.3501 | 25.3501 | 0 | 0 | 0 | 0 | 0 | 24.8 | 24.8 | 24.8 | 24.8 | 0 | 0 | 0 | 0 | 0 | 0 | 0 | 0 | 0 | 0 | 0 | 0 | 0 | 0 | 0 | 0 | 0 | 0 | [5 empty] | 10 | 20 | 20 | 20 | [5 empty] | 14.47% | 14.47% | 14.47% | 14.47% | SOUT SOLAR PV 2026
| 68 | SOUT SOLAR PV 2035 | SouthWest Ghana Group | Sun | Solar PV | 0 | 0 | 0 | 0 | 0 | 0 | 0 | 0 | 0 | 0 | 0 | 0 | 0 | 0 | 0 | 0 | 12.6751 | 57.0377 | 0 | 0 | 0 | 0 | 0 | 0 | 0 | 25 | 25 | 0 | 0 | 0 | 0 | 0 | 0 | 0 | 0 | 0 | 0 | 0 | 0 | 0 | 0 | 0 | 0 | 0 | 0 | 0 | 0 | 0 | 0 | 0 | 0 | 0 | 10 | 45 | 0% | 0% | 0% | 0% | 0% | 0% | 0% | 14.47% | 14.47% | SOUT SOLAR PV 2035
| 69 | NORT SOLAR PV 2018 | Northern Ghana Group | Sun | Solar PV | 0 | 0 | 0 | 0 | 0 | 0 | 0 | 0 | 0 | 0 | 0 | 67.5263 | 67.5263 | 67.5263 | 67.5263 | 67.5263 | 67.5263 | 67.5263 | 0 | 0 | 24.8 | 24.8 | 24.8 | 24.8 | 24.8 | 24.8 | 24.8 | 0 | 0 | 0 | 0 | 0 | 0 | 0 | 0 | 0 | 0 | 0 | 0 | 0 | 0 | 0 | 0 | 0 | 0 |  |  | 47.1565 | 47.1565 | 47.1565 | 47.1565 | 47.1565 | 47.1565 | 47.1565 |  |  | 16.35% | 16.35% | 16.35% | 16.35% | 16.35% | 16.35% | 16.35% | NORT SOLAR PV 2018
| 70 | NORT SOLAR PV 2020 | Northern Ghana Group | Sun | Solar PV | 0 | 0 | 0 | 0 | 0 | 0 | 0 | 0 | 0 | 0 | 0 | 0 | 0 | 143.1961 | 143.1961 | 143.1961 | 143.1961 | 143.1961 | 0 | 0 | 0 | 0 | 24.8 | 24.8 | 24.8 | 24.8 | 24.8 | 0 | 0 | 0 | 0 | 0 | 0 | 0 | 0 | 0 | 0 | 0 | 0 | 0 | 0 | 0 | 0 | 0 | 0 | 0 | 0 | 0 | 0 | 100 | 100 | 100 | 100 | 100 | 0% | 0% | 0% | 0% | 16.35% | 16.35% | 16.35% | 16.35% | 16.35% | NORT SOLAR PV 2020
| 71 | NORT SOLAR PV 2023 | Northern Ghana Group | Sun | Solar PV | 0 | 0 | 0 | 0 | 0 | 0 | 0 | 0 | 0 | 0 | 0 | 0 | 0 | 71.598 | 143.1961 | 143.1961 | 143.1961 | 143.1961 | 0 | 0 | 0 | 0 | 24.8 | 24.8 | 24.8 | 24.8 | 24.8 | 0 | 0 | 0 | 0 | 0 | 0 | 0 | 0 | 0 | 0 | 0 | 0 | 0 | 0 | 0 | 0 | 0 | 0 | 0 | 0 | 0 | 0 | 50 | 100 | 100 | 100 | 100 | 0% | 0% | 0% | 0% | 16.35% | 16.35% | 16.35% | 16.35% | 16.35% | NORT SOLAR PV 2023
| 72 | NORT SOLAR PV 2026 | Northern Ghana Group | Sun | Solar PV | 0 | 0 | 0 | 0 | 0 | 0 | 0 | 0 | 0 | 0 | 0 | 0 | 0 | 0 | 71.598 | 214.7941 | 214.7941 | 214.7941 | 0 | 0 | 0 | 0 | 0 | 24.8 | 24.8 | 24.8 | 24.8 | 0 | 0 | 0 | 0 | 0 | 0 | 0 | 0 | 0 | 0 | 0 | 0 | 0 | 0 | 0 | 0 | 0 | 0 | 0 | 0 | 0 | 0 | 0 | 50 | 150 | 150 | 150 | 0% | 0% | 0% | 0% | 0% | 16.35% | 16.35% | 16.35% | 16.35% | NORT SOLAR PV 2026
| 73 | NORT SOLAR PV 2030 | Northern Ghana Group | Sun | Solar PV | 0 | 0 | 0 | 0 | 0 | 0 | 0 | 0 | 0 | 0 | 0 | 0 | 0 | 0 | 0 | 35.799 | 178.9951 | 178.9951 | 0 | 0 | 0 | 0 | 0 | 0 | 24.8 | 24.8 | 24.8 | 0 | 0 | 0 | 0 | 0 | 0 | 0 | 0 | 0 | 0 | 0 | 0 | 0 | 0 | 0 | 0 | 0 | 0 | 0 | 0 | 0 | 0 | 0 | 0 | 25 | 125 | 125 | 0% | 0% | 0% | 0% | 0% | 0% | 16.35% | 16.35% | 16.35% | NORT SOLAR PV 2030
| 74 | NORT SOLAR PV 2035 | Northern Ghana Group | Sun | Solar PV | 0 | 0 | 0 | 0 | 0 | 0 | 0 | 0 | 0 | 0 | 0 | 0 | 0 | 0 | 0 | 0 | 71.598 | 429.5883 | 0 | 0 | 0 | 0 | 0 | 0 | 0 | 24.8 | 24.8 | 0 | 0 | 0 | 0 | 0 | 0 | 0 | 0 | 0 | 0 | 0 | 0 | 0 | 0 | 0 | 0 | 0 | 0 | 0 | 0 | 0 | 0 | 0 | 0 | 0 | 50 | 300 | 0% | 0% | 0% | 0% | 0% | 0% | 0% | 16.35% | 16.35% | NORT SOLAR PV 2035
| 76 | SOUT SOLAR PV 2020 | SouthEast Ghana Group | Sun | Solar PV | 0 | 0 | 0 | 0 | 0 | 0 | 0 | 0 | 0 | 0 | 0 | 0 | 0 | 63.3753 | 63.3753 | 63.3753 | 63.3753 | 63.3753 | 0 | 0 | 0 | 0 | 24.8 | 24.8 | 24.8 | 24.8 | 24.8 | 0 | 0 | 0 | 0 | 0 | 0 | 0 | 0 | 0 | 0 | 0 | 0 | 0 | 0 | 0 | 0 | 0 | 0 | 0 | 0 | 0 | 0 | 50 | 50 | 50 | 50 | 50 | 0% | 0% | 0% | 0% | 14.47% | 14.47% | 14.47% | 14.47% | 14.47% | SOUT SOLAR PV 2020
| 77 | SOUT SOLAR PV 2026 | SouthEast Ghana Group | Sun | Solar PV | 0 | 0 | 0 | 0 | 0 | 0 | 0 | 0 | 0 | 0 | 0 | 0 | 0 | 0 | 31.6876 | 221.8134 | 221.8134 | 221.8134 | 0 | 0 | 0 | 0 | 0 | 24.8 | 24.8 | 24.8 | 24.8 | 0 | 0 | 0 | 0 | 0 | 0 | 0 | 0 | 0 | 0 | 0 | 0 | 0 | 0 | 0 | 0 | 0 | 0 | 0 | 0 | 0 | 0 | 0 | 25 | 175 | 175 | 175 | 0% | 0% | 0% | 0% | 0% | 14.47% | 14.47% | 14.47% | 14.47% | SOUT SOLAR PV 2026
| 78 | SOUT SOLAR PV 2035 | SouthEast Ghana Group | Sun | Solar PV | 0 | 0 | 0 | 0 | 0 | 0 | 0 | 0 | 0 | 0 | 0 | 0 | 0 | 0 | 0 | 0 | 63.3753 | 285.1886 | 0 | 0 | 0 | 0 | 0 | 0 | 0 | 25 | 25 | 0 | 0 | 0 | 0 | 0 | 0 | 0 | 0 | 0 | 0 | 0 | 0 | 0 | 0 | 0 | 0 | 0 | 0 | 0 | 0 | 0 | 0 | 0 | 0 | 0 | 50 | 225 | 0% | 0% | 0% | 0% | 0% | 0% | 0% | 14.47% | 14.47% | SOUT SOLAR PV 2035
| 80 | SOUT SOLAR PV 2020 | SouthWest Ghana Group | Sun | Solar PV | 0 | 0 | 0 | 0 | 0 | 0 | 0 | 0 | 0 | 0 | 0 | 0 | 0 | 19.2123 | 57.2375 | 57.2375 | 57.2375 | 57.2375 | 0 | 0 | 0 | 0 | 24.8 | 24.8 | 24.8 | 24.8 | 24.8 | 0 | 0 | 0 | 0 | 0 | 0 | 0 | 0 | 0 | 0 | 0 | 0 | 0 | 0 | 0 | 0 | 0 | 0 | 0 | 0 | 0 | 0 | 15.1576 | 45.1576 | 45.1576 | 45.1576 | 45.1576 | 0% | 0% | 0% | 0% | 14.47% | 14.47% | 14.47% | 14.47% | 14.47% | SOUT SOLAR PV 2020
| 81 | SOUT SOLAR PV 2026 | SouthWest Ghana Group | Sun | Solar PV | 0 | 0 | 0 | 0 | 0 | 0 | 0 | 0 | 0 | 0 | 0 | 0 | 0 | 0 | 25.3501 | 126.7505 | 126.7505 | 126.7505 | 0 | 0 | 0 | 0 | 0 | 24.8 | 24.8 | 24.8 | 24.8 | 0 | 0 | 0 | 0 | 0 | 0 | 0 | 0 | 0 | 0 | 0 | 0 | 0 | 0 | 0 | 0 | 0 | 0 | 0 | 0 | 0 | 0 | 0 | 20 | 100 | 100 | 100 | 0% | 0% | 0% | 0% | 0% | 14.47% | 14.47% | 14.47% | 14.47% | SOUT SOLAR PV 2026
| 82 | SOUT SOLAR PV 2035 | SouthWest Ghana Group | Sun | Solar PV | 0 | 0 | 0 | 0 | 0 | 0 | 0 | 0 | 0 | 0 | 0 | 0 | 0 | 0 | 0 | 0 | 12.6751 | 152.1006 | 0 | 0 | 0 | 0 | 0 | 0 | 0 | 25 | 25 | 0 | 0 | 0 | 0 | 0 | 0 | 0 | 0 | 0 | 0 | 0 | 0 | 0 | 0 | 0 | 0 | 0 | 0 | 0 | 0 | 0 | 0 | 0 | 0 | 0 | 10 | 120 | 0% | 0% | 0% | 0% | 0% | 0% | 0% | 14.47% | 14.47% | SOUT SOLAR PV 2035
| 84 | SOUT SOLAR PV 2026 | SouthEast Ghana Group | Sun | Solar PV | 0 | 0 | 0 | 0 | 0 | 0 | 0 | 0 | 0 | 0 | 0 | 0 | 0 | 0 | 12.6751 | 25.3501 | 25.3501 | 25.3501 | 0 | 0 | 0 | 0 | 0 | 24.8 | 24.8 | 24.8 | 24.8 | 0 | 0 | 0 | 0 | 0 | 0 | 0 | 0 | 0 | 0 | 0 | 0 | 0 | 0 | 0 | 0 | 0 | 0 | 0 | 0 | 0 | 0 | 0 | 10 | 20 | 20 | 20 | 0% | 0% | 0% | 0% | 0% | 14.47% | 14.47% | 14.47% | 14.47% | SOUT SOLAR PV 2026
| 85 | SOUT SOLAR PV 2035 | SouthEast Ghana Group | Sun | Solar PV | 0 | 0 | 0 | 0 | 0 | 0 | 0 | 0 | 0 | 0 | 0 | 0 | 0 | 0 | 0 | 0 | 12.6751 | 38.0252 | 0 | 0 | 0 | 0 | 0 | 0 | 0 | 25 | 25 | 0 | 0 | 0 | 0 | 0 | 0 | 0 | 0 | 0 | 0 | 0 | 0 | 0 | 0 | 0 | 0 | 0 | 0 | 0 | 0 | 0 | 0 | 0 | 0 | 0 | 10 | 30 | 0% | 0% | 0% | 0% | 0% | 0% | 0% | 14.47% | 14.47% | SOUT SOLAR PV 2035
| 87 | ASHA SOLAR PV WITH STORAGE 2026 | Ashanti Group | Sun + storage | Solar PV + Storage | 0 | 0 | 0 | 0 | 0 | 0 | 0 | 0 | 0 | 0 | 0 | 0 | 0 | 0 | 0 | 12.675 | 12.675 | 12.675 | 0 | 0 | 0 | 0 | 0 | 0 | 28 | 28 | 28 | 0 | 0 | 0 | 0 | 0 | 0 | 0 | 0 | 0 | 0 | 0 | 0 | 0 | 0 | 0 | 0 | 0 | 0 | 0 | 0 | 0 | 0 | 0 | 0 | 10 | 10 | 10 | 0% | 0% | 0% | 0% | 0% | 0% | 14.47% | 14.47% | 14.47% | ASHA SOLAR PV WITH STORAGE 2026
| 93 | NORT SOLAR PV WITH STORAGE 2026 | Northern Ghana Group | Sun + storage | Solar PV + Storage | 0 | 0 | 0 | 0 | 0 | 0 | 0 | 0 | 0 | 0 | 0 | 0 | 0 | 0 | 0 | 63.3752 | 63.3752 | 63.3752 | 0 | 0 | 0 | 0 | 0 | 0 | 28 | 28 | 28 | 0 | 0 | 0 | 0 | 0 | 0 | 0 | 0 | 0 | 0 | 0 | 0 | 0 | 0 | 0 | 0 | 0 | 0 | 0 | 0 | 0 | 0 | 0 | 0 | 50 | 50 | 50 | 0% | 0% | 0% | 0% | 0% | 0% | 14.47% | 14.47% | 14.47% | NORT SOLAR PV WITH STORAGE 2026
| 104 | SOUT WIND TURBINE 2020 | SouthEast Ghana Group | Wind | Wind | 0 | 0 | 0 | 0 | 0 | 0 | 0 | 0 | 0 | 0 | 0 | 0 | 175.1525 | 350.305 | 525.4575 | 525.4575 | 525.4575 | 525.4575 | 0 | 0 | 0 | 46.71 | 46.71 | 46.71 | 46.71 | 46.71 | 46.71 | 0 | 0 | 0 | 0 | 0 | 0 | 0 | 0 | 0 | 0 | 0 | 0 | 0 | 0 | 0 | 0 | 0 | 0 | 0 | 0 | 0 | 75 | 150 | 225 | 225 | 225 | 225 | 0% | 0% | 0% | 26.66% | 26.66% | 26.66% | 26.66% | 26.66% | 26.66% | SOUT WIND TURBINE 2020
| 105 | SOUT WIND TURBINE 2026 | SouthEast Ghana Group | Wind | Wind | 0 | 0 | 0 | 0 | 0 | 0 | 0 | 0 | 0 | 0 | 0 | 0 | 0 | 0 | 175.1525 | 408.6892 | 525.4575 | 525.4575 | 0 | 0 | 0 | 0 | 0 | 46.71 | 46.71 | 46.71 | 46.71 | 0 | 0 | 0 | 0 | 0 | 0 | 0 | 0 | 0 | 0 | 0 | 0 | 0 | 0 | 0 | 0 | 0 | 0 | 0 | 0 | 0 | 0 | 0 | 75 | 175 | 225 | 225 | 0% | 0% | 0% | 0% | 0% | 26.66% | 26.66% | 26.66% | 26.66% | SOUT WIND TURBINE 2026
| 106 | SOUT WIND TURBINE 2035 | SouthEast Ghana Group | Wind | Wind | 0 | 0 | 0 | 0 | 0 | 0 | 0 | 0 | 0 | 0 | 0 | 0 | 0 | 0 | 0 | 0 | 233.5367 | 233.5367 | 0 | 0 | 0 | 0 | 0 | 0 | 0 | 47 | 47 | 0 | 0 | 0 | 0 | 0 | 0 | 0 | 0 | 0 | 0 | 0 | 0 | 0 | 0 | 0 | 0 | 0 | 0 | 0 | 0 | 0 | 0 | 0 | 0 | 0 | 100 | 100 | 0% | 0% | 0% | 0% | 0% | 0% | 0% | 26.66% | 26.66% | SOUT WIND TURBINE 2035
[6 empty] | 0 | 0 | 0 | 0 | 0 | 0 | 0 |  |  | 0 | 0 | 0 | 0 | 0 | 0 | 0 |  |  | 0 | 0 | 0 | 0 | 0 | 0 | 0 |  |  | 0 | 0 | 0 | 0 | 0 | 0 | 0 |  |  | 0 | 0 | 0 | 0 | 0 | 0 | 0 |  |  | 0 | 0 | 0 | 0 | 0 | 0 | 0 |  |  | 0 | 0 | 0 | 0 | 0 | 0 | 0

## GreaterFuelSupply
Bck to Contents
|  | Plant Name |  |  |  | FUEL CONSUMPTION | [8 empty] | GENERATION | [8 empty] | FOM (USD/kW-yr | [8 empty] | VOM (USD/MWh) | [8 empty] | Fuel Cost (USD/MWh) | [8 empty] | Available Capacity | [8 empty] | Capacity Factors
| UnitID |  | Model Region | Fuel Type | Capacity Type | 2017 | 2018 | 2019 | 2020 | 2023 | 2026 | 2030 | 2035 | 2040 | 2017 | 2018 | 2019 | 2020 | 2023 | 2026 | 2030 | 2035 | 2040 | 2017 | 2018 | 2019 | 2020 | 2023 | 2026 | 2030 | 2035 | 2040 | 2017 | 2018 | 2019 | 2020 | 2023 | 2026 | 2030 | 2035 | 2040 | 2017 | 2018 | 2019 | 2020 | 2023 | 2026 | 2030 | 2035 | 2040 | 2017 | 2018 | 2019 | 2020 | 2023 | 2026 | 2030 | 2035 | 2040 | 2017 | 2018 | 2019 | 2020 | 2023 | 2026 | 2030 | 2035 | 2040
| 1 | CENIT | SouthEast Ghana Group | Oil | Oil Combustion | 0 | 0 | 0 | 0 | 0 | 0 | 0 | 0 | 0 | 0 | 0 | 0 | 0 | 0 | 0 | 0 | 0 | 0 | 11.83 | 11.83 | 11.83 | 11.83 | 11.83 | 11.83 | 11.83 | 0 | 0 | 0 | 0 | 0 | 0 | 0 | 0 | 0 | 0 | 0 | 0 | 0 | 0 | 0 | 0 | 0 | 0 | 0 | 0 | 100 | 100 | 100 | 100 | 100 | 100 | 100 |  |  | 0% | 0% | 0% | 0% | 0% | 0% | 0% |  |  | CENIT
| 2 | Trojan 2B | SouthEast Ghana Group | Oil | Oil Combustion | 0 | 0 | 0 | 0 | 0 | 0 | 0 | 0 | 0 | 0 | 0 | 0 | 0 | 0 | 0 | 0 | 0 | 0 | 34 | 34 | 34 | 34 | 0 | 0 | 0 | 0 | 0 | 0 | 0 | 0 | 0 | 0 | 0 | 0 | 0 | 0 | 0 | 0 | 0 | 0 | 0 | 0 | 0 | 0 | 0 | 16.25 | 16.25 | 16.25 | 16.25 | [5 empty] | 0% | 0% | 0% | 0% | [5 empty] | Trojan 2B
| 3 | Trojan 2A | Ashanti Group | Oil | Oil Combustion | 0 | 0 | 0 | 0 | 0 | 0 | 0 | 0 | 0 | 0 | 0 | 0 | 0 | 0 | 0 | 0 | 0 | 0 | 34 | 34 | 34 | 34 | 0 | 0 | 0 | 0 | 0 | 0 | 0 | 0 | 0 | 0 | 0 | 0 | 0 | 0 | 0 | 0 | 0 | 0 | 0 | 0 | 0 | 0 | 0 | 16.25 | 16.25 | 16.25 | 16.25 | [5 empty] | 0% | 0% | 0% | 0% | [5 empty] | Trojan 2A
| 4 | GP Tarkwa Plant | SouthWest Ghana Group | Oil | Oil Combustion | 0 | 0 | 0 | 0 | 0 | 0 | 0 | 0 | 0 | 0 | 0 | 0 | 0 | 0 | 0 | 0 | 0 | 0 | 17.5 | 17.5 | 17.5 | 17.5 | 17.5 | 17.5 | 17.5 | 17.5 | 17.5 | 0 | 0 | 0 | 0 | 0 | 0 | 0 | 0 | 0 | 0 | 0 | 0 | 0 | 0 | 0 | 0 | 0 | 0 | 33 | 33 | 33 | 33 | 33 | 33 | 33 | 33 | 33 | 0% | 0% | 0% | 0% | 0% | 0% | 0% | 0% | 0% | GP Tarkwa Plant
| 5 | GP Chirano Plant | SouthWest Ghana Group | Oil | Oil Combustion | 0 | 0 | 0 | 0 | 0 | 0 | 0 | 0 | 0 | 0 | 0 | 0 | 0 | 0 | 0 | 0 | 0 | 0 | 17.5 | 17.5 | 17.5 | 17.5 | 17.5 | 17.5 | 17.5 | 17.5 | 17.5 | 0 | 0 | 0 | 0 | 0 | 0 | 0 | 0 | 0 | 0 | 0 | 0 | 0 | 0 | 0 | 0 | 0 | 0 | 30 | 30 | 30 | 30 | 30 | 30 | 30 | 30 | 30 | 0% | 0% | 0% | 0% | 0% | 0% | 0% | 0% | 0% | GP Chirano Plant
| 6 | GP Darmang Plant | SouthWest Ghana Group | Oil | Oil Combustion | 0 | 0 | 0 | 0 | 0 | 0 | 0 | 0 | 0 | 0 | 0 | 0 | 0 | 0 | 0 | 0 | 0 | 0 | 17.5 | 17.5 | 17.5 | 17.5 | 17.5 | 17.5 | 17.5 | 17.5 | 17.5 | 0 | 0 | 0 | 0 | 0 | 0 | 0 | 0 | 0 | 0 | 0 | 0 | 0 | 0 | 0 | 0 | 0 | 0 | 25.5 | 25.5 | 25.5 | 25.5 | 25.5 | 25.5 | 25.5 | 25.5 | 25.5 | 0% | 0% | 0% | 0% | 0% | 0% | 0% | 0% | 0% | GP Darmang Plant
| 7 | SAPP 2 | SouthEast Ghana Group | Oil/Gas | Oil/Gas Combined Cycle | 17.4951 | 20.6615 | 0 | 0 | 23.5117 | 23.5117 | 23.5117 | 23.5117 | 23.4673 | 2242.9556 | 2648.9082 | 0 | 0 | 3014.3158 | 3014.316 | 3014.316 | 3014.316 | 3008.6254 | 16 | 16 | 16 | 16 | 16 | 16 | 16 | 16 | 16 | 3.5 | 3.5 | 0 | 0 | 3.5 | 3.5 | 3.5 | 3.5 | 3.5 | 67.2133 | 62.4515 | 0 | 0 | 66.0825 | 70.9578 | 64.5772 | 71.0283 | 81.0729 | 370 | 370 | 370 | 370 | 370 | 370 | 370 | 370 | 370 | 69.2% | 81.73% | 0% | 0% | 93% | 93% | 93% | 93% | 92.82% | SAPP 2
| 8 | Cenpower | SouthEast Ghana Group | Oil/Gas | Oil/Gas Combined Cycle | 0 | 0.10607 | 0 | 0 | 21.6884 | 21.6884 | 21.6884 | 15.7174 | 19.6189 | 0 | 13.5468 | 0 | 0 | 2769.912 | 2769.912 | 2769.912 | 2007.3347 | 2505.6086 | 0 | 16 | 16 | 16 | 16 | 16 | 16 | 16 | 16 | 0 | 3.5 | 0 | 0 | 3.5 | 3.5 | 3.5 | 3.5 | 3.5 | 0 | 62.6917 | 0 | 0 | 63.8091 | 62.7357 | 66.3532 | 70.4783 | 82.7491 |  | 340 | 340 | 340 | 340 | 340 | 340 | 340 | 340 |  | 0.4548% | 0% | 0% | 93% | 93% | 93% | 67.4% | 84.13% | Cenpower
| 9 | KarpowerShip 1 | SouthEast Ghana Group | Oil/Gas | Oil/Gas Combined Cycle | 14.837 | 0 | 0 | 0 | 0 | 0 | 0 | 0 | 0 | 1942.0131 | 0 | 0 | 0 | 0 | 0 | 0 | 0 | 0 | 177.828 | 0 | 0 | 0 | 0 | 0 | 0 | 0 | 0 | 3.5 | 0 | 0 | 0 | 0 | 0 | 0 | 0 | 0 | 67.6184 | 0 | 0 | 0 | 0 | 0 | 0 | 0 | 0 | 247 | [8 empty] | 89.75% | [8 empty] | KarpowerShip 1
| 10 | AKSA | SouthEast Ghana Group | Oil/Gas | Oil/Gas Combined Cycle | 1.6401 | 0 | 17.5018 | 19.1167 | 25.9679 | 25.7714 | 25.9679 | 0.17875 | 4.9603 | 192.951 | 0 | 2059.0406 | 2249.0283 | 3055.0498 | 3031.924 | 3055.05 | 21.0293 | 583.5623 | 16 | 16 | 16 | 16 | 16 | 16 | 16 | 16 | 16 | 3.5 | 0 | 3.5 | 3.5 | 3.5 | 3.5 | 3.5 | 3.5 | 3.5 | 75.3409 | 0 | 70.7149 | 70.5776 | 67.0781 | 77.2801 | 70.5384 | 69.0835 | 95.8018 | 250 | 375 | 375 | 375 | 375 | 375 | 375 | 375 | 375 | 8.811% | 0% | 62.68% | 68.46% | 93% | 92.3% | 93% | 0.6402% | 17.76% | AKSA
| 11 | TAPCO (T1) | SouthWest Ghana Group | Oil/Gas | Oil/Gas Combined Cycle | 11.645 | 17.1872 | 17.1872 | 17.1872 | 0 | 17.1872 | 17.1872 | 16.1442 | 0.52486 | 1496.2073 | 2208.3 | 2208.3 | 2208.3 | 0 | 2208.3 | 2208.2998 | 2074.2907 | 67.4364 | 18.7 | 18.7 | 18.7 | 18.7 | 18.7 | 18.7 | 18.7 | 18.7 | 18.7 | 5 | 5 | 5 | 5 | 0 | 5 | 5 | 5 | 5 | 60.094 | 62.3154 | 64.7499 | 64.6242 | 0 | 62.3592 | 63.0192 | 62.5775 | 61.5635 | 305 | 305 | 305 | 305 | 305 | 305 | 305 | 305 | 305 | 56% | 82.65% | 82.65% | 82.65% | 0% | 82.65% | 82.65% | 77.64% | 2.524% | TAPCO (T1)
| 12 | TICO (T2) | SouthWest Ghana Group | Oil/Gas | Oil/Gas Combined Cycle | 17.7346 | 17.7346 | 2.2472 | 1.3296 | 0 | 17.7346 | 17.7346 | 17.7346 | 7.7932 | 2382.7201 | 2382.72 | 301.9267 | 178.6343 | 0 | 2382.72 | 2382.7199 | 2382.72 | 1047.0558 | 30.94 | 30.94 | 30.94 | 30.94 | 30.94 | 30.94 | 30.94 | 30.94 | 30.94 | 4.9 | 4.9 | 4.9 | 4.9 | 0 | 4.9 | 4.9 | 4.9 | 4.9 | 55.2213 | 59.5931 | 61.9213 | 61.8011 | 0 | 59.635 | 60.2662 | 59.8438 | 58.8741 | 320 | 320 | 320 | 320 | 320 | 320 | 320 | 320 | 320 | 85% | 85% | 10.77% | 6.373% | 0% | 85% | 85% | 85% | 37.35% | TICO (T2)
| 13 | Amandi | SouthWest Ghana Group | Oil/Gas | Oil/Gas Combined Cycle | 0 | 0 | 8.0946 | 12.0103 | 0 | 12.0103 | 12.0103 | 0.83724 | 0.10056 | 0 | 0 | 987.1485 | 1464.672 | 0 | 1464.672 | 1464.672 | 102.1023 | 12.2639 | 0 | 0 | 30.94 | 30.94 | 30.94 | 30.94 | 30.94 | 30.94 | 30.94 | 0 | 0 | 4.9 | 4.9 | 0 | 4.9 | 4.9 | 4.9 | 4.9 | 0 | 0 | 68.2191 | 68.0866 | 0 | 65.7003 | 66.3957 | 65.9303 | 64.862 |  |  | 190 | 190 | 190 | 190 | 190 | 190 | 190 |  |  | 59.31% | 88% | 0% | 88% | 88% | 6.134% | 0.7368% | Amandi
| 14 | KarpowerShip 2 | SouthWest Ghana Group | Oil/Gas | Oil/Gas Combined Cycle | 0 | 27.2668 | 31.8841 | 31.8841 | 31.8841 | 0 | 0 | 0 | 0 | 0 | 3202.5792 | 3744.9 | 3744.9 | 3744.9 | 0 | 0 | 0 | 0 | 0 | 177.828 | 177.828 | 177.828 | 177.828 | 0 | 0 | 0 | 0 | 0 | 3.5 | 3.5 | 3.5 | 3.5 | 0 | 0 | 0 | 0 | 0 | 68.1682 | 70.8314 | 70.6939 | 67.0356 | 0 | 0 | 0 | 0 |  | 450 | 450 | 450 | 450 | [5 empty] | 81.24% | 95% | 95% | 95% |  |  |  |  | KarpowerShip 2
| 15 | Early Power | SouthEast Ghana Group | Oil/Gas | Oil/Gas Combustion | 0 | 0 | 0 | 0 | 21.4609 | 23.0656 | 23.0656 | 23.0656 | 23.0656 | 0 | 0 | 0 | 0 | 2861.4471 | 3075.417 | 3075.417 | 3075.417 | 3075.417 | 0 | 0 | 16 | 16 | 16 | 16 | 16 | 16 | 16 | 0 | 0 | 0 | 0 | 3.5 | 3.5 | 3.5 | 3.5 | 3.5 | 0 | 0 | 0 | 0 | 71.7482 | 63.9782 | 69.6047 | 71.1432 | 81.3468 |  |  | 377.5 | 377.5 | 377.5 | 377.5 | 377.5 | 377.5 | 377.5 |  |  | 0% | 0% | 86.53% | 93% | 93% | 93% | 93% | Early Power
| 16 | TT1PP | SouthEast Ghana Group | Oil/Gas | Oil/Gas Combustion | 0 | 0 | 0 | 0 | 0 | 0 | 0 | 0 | 0 | 0 | 0 | 0 | 0 | 0 | 0 | 0 | 0 | 0 | 14.3 | 14.3 | 14.3 | 14.3 | 14.3 | 14.3 | 14.3 | 14.3 | 14.3 | 0 | 0 | 0 | 0 | 0 | 0 | 0 | 0 | 0 | 0 | 0 | 0 | 0 | 0 | 0 | 0 | 0 | 0 | 100 | 100 | 100 | 100 | 100 | 100 | 100 | 100 | 100 | 0% | 0% | 0% | 0% | 0% | 0% | 0% | 0% | 0% | TT1PP
| 17 | KTPP | SouthEast Ghana Group | Oil/Gas | Oil/Gas Combustion | 0 | 0 | 17.76 | 17.76 | 17.76 | 0 | 0 | 0 | 0 | 0 | 0 | 1629.36 | 1629.36 | 1629.36 | 0 | 0 | 0 | 0 | 12.3 | 12.3 | 12.3 | 12.3 | 12.3 | 12.3 | 12.3 | 12.3 | 12.3 | 0 | 0 | 3.5 | 3.5 | 3.5 | 0 | 0 | 0 | 0 | 0 | 0 | 90.6815 | 90.5054 | 88.0445 | 0 | 0 | 0 | 0 | 200 | 200 | 200 | 200 | 200 | 200 | 200 | 200 | 200 | 0% | 0% | 93% | 93% | 93% | 0% | 0% | 0% | 0% | KTPP
| 18 | Trojan 1 | SouthEast Ghana Group | Oil/Gas | Oil/Gas Combustion | 0.41408 | 0 | 0 | 0 | 0 | 0 | 0 | 0 | 0 | 49.0614 | 0 | 0 | 0 | 0 | 0 | 0 | 0 | 0 | 34 | 34 | 34 | 34 | 0 | 0 | 0 | 0 | 0 | 5.5 | 0 | 0 | 0 | 0 | 0 | 0 | 0 | 0 | 69.3768 | 0 | 0 | 0 | 0 | 0 | 0 | 0 | 0 | 24.96 | 24.96 | 24.96 | 24.96 | [5 empty] | 22.44% | 0% | 0% | 0% | [5 empty] | Trojan 1
| 19 | MRP | SouthEast Ghana Group | Oil/Gas | Oil/Gas Combustion | 0 | 0 | 0 | 0 | 0 | 0 | 0 | 0 | 0 | 0 | 0 | 0 | 0 | 0 | 0 | 0 | 0 | 0 | 12.5737 | 12.5737 | 12.5737 | 12.5737 | 12.5737 | 12.5737 | 12.5737 | 12.5737 | 12.5737 | 0 | 0 | 0 | 0 | 0 | 0 | 0 | 0 | 0 | 0 | 0 | 0 | 0 | 0 | 0 | 0 | 0 | 0 | 70 | 70 | 70 | 70 | 70 | 70 | 70 | 70 | 70 | 0% | 0% | 0% | 0% | 0% | 0% | 0% | 0% | 0% | MRP
| 20 | Safisana | SouthEast Ghana Group | Biogas | Biogas | 0.010052 | 0 | 0.010052 | 0 | 0.010052 | 0.010052 | 0.010052 | 0.010052 | 0.010052 | 0.7446 | 0 | 0.7446 | 0 | 0.7446 | 0.7446 | 0.7446 | 0.7446 | 0.7446 | 35 | 35 | 35 | 35 | 35 | 35 | 35 | 35 | 35 | 4.2 | 0 | 4.2 | 0 | 4.2 | 4.2 | 4.2 | 4.2 | 4.2 | 40.5 | 0 | 40.5 | 0 | 40.5 | 40.5 | 40.5 | 40.5 | 40.5 | 0.1 | 0.1 | 0.1 | 0.1 | 0.1 | 0.1 | 0.1 | 0.1 | 0.1 | 85% | 0% | 85% | 0% | 85% | 85% | 85% | 85% | 85% | Safisana
| 21 | TT2PP | SouthEast Ghana Group | Gas | Gas Combustion Turbine | 0.56362 | 0 | 0 | 0 | 0.31752 | 0 | 0 | 0 | 0 | 57.9852 | 0 | 0 | 0 | 32.6668 | 0 | 0 | 0 | 0 | 12.1007 | 12.1007 | 12.1007 | 12.1007 | 12.1007 | 12.1007 | 12.1007 | 12.1007 | 12.1007 | 4.5 | 0 | 0 | 0 | 4.5 | 0 | 0 | 0 | 0 | 79.8984 | 0 | 0 | 0 | 99.4569 | 0 | 0 | 0 | 0 | 45 | 45 | 45 | 45 | 45 | 45 | 45 | 45 | 45 | 14.71% | 0% | 0% | 0% | 8.287% | 0% | 0% | 0% | 0% | TT2PP
| 22 | SAPP 1 | SouthEast Ghana Group | Gas | Gas Combustion Turbine | 3.2351 | 0 | 0 | 0 | 0.001163 | 2.9055 | 12.8565 | 0 | 0.010783 | 346.737 | 0 | 0 | 0 | 0.12465 | 311.4189 | 1377.9751 | 0 | 1.1557 | 11.83 | 11.83 | 11.83 | 11.83 | 11.83 | 11.83 | 11.83 | 11.83 | 11.83 | 4.5 | 0 | 0 | 0 | 4.5 | 4.5 | 4.5 | 0 | 4.5 | 76.6926 | 0 | 0 | 0 | 73.4605 | 79.8654 | 86.8171 | 0 | 99.3156 | 180 | 180 | 180 | 180 | 180 | 180 | 180 | 180 | 180 | 21.99% | 0% | 0% | 0% | 0.007905% | 19.75% | 87.39% | 0% | 0.07329% | SAPP 1
| 23 | Trojan 3 | SouthEast Ghana Group | Gas | Gas Combustion Turbine | 0 | 0 | 0 | 0 | 0 | 0 | 0 | 0 | 0 | 0 | 0 | 0 | 0 | 0 | 0 | 0 | 0 | 0 | 0 | 34 | 34 | 34 | 0 | 0 | 0 | 0 | 0 | 0 | 0 | 0 | 0 | 0 | 0 | 0 | 0 | 0 | 0 | 0 | 0 | 0 | 0 | 0 | 0 | 0 | 0 |  | 49.92 | 49.92 | 49.92 | [6 empty] | 0% | 0% | 0% | [5 empty] | Trojan 3
| 24 | Ameri_2016 | SouthWest Ghana Group | Gas | Gas Combustion Turbine | 1.0849 | 0 | 18.427 | 18.427 | 0 | 0 | 0 | 0 | 0 | 106.7572 | 0 | 1813.32 | 1813.32 | 0 | 0 | 0 | 0 | 0 | 14.54 | 14.54 | 14.54 | 14.54 | 0 | 0 | 0 | 0 | 0 | 5 | 0 | 5 | 5 | 0 | 0 | 0 | 0 | 0 | 74.9854 | 0 | 84.5417 | 84.3776 | 0 | 0 | 0 | 0 | 0 | 230 | 230 | 230 | 230 | [5 empty] | 5.299% | 0% | 90% | 90% | [5 empty] | Ameri_2016
| 25 | Ameri_2021 | SouthWest Ghana Group | Gas | Gas Combustion Turbine | 0 | 0 | 0 | 0 | 18.427 | 0 | 0 | 0 | 0 | 0 | 0 | 0 | 0 | 1813.32 | 0 | 0 | 0 | 0 | 0 | 0 | 0 | 0 | 14.54 | 14.54 | 14.54 | 14.54 | 14.54 | 0 | 0 | 0 | 0 | 4.17 | 0 | 0 | 0 | 0 | 0 | 0 | 0 | 0 | 80.0113 | 0 | 0 | 0 | 0 |  |  |  |  | 230 | 230 | 230 | 230 | 230 |  |  |  |  | 90% | 0% | 0% | 0% | 0% | Ameri_2021
| 26 | Bui | Northern Ghana Group | Water | Hydro | 0 | 0 | 0 | 0 | 0 | 0 | 0 | 0 | 0 | 669.5864 | 669.5865 | 0 | 440.2956 | 0 | 669.5858 | 669.5864 | 669.5862 | 669.5865 | 27.74 | 27.74 | 27.74 | 27.74 | 27.74 | 27.74 | 27.74 | 27.74 | 27.74 | 1.63 | 1.63 | 0 | 1.63 | 0 | 1.63 | 1.63 | 1.63 | 1.63 | 0 | 0 | 0 | 0 | 0 | 0 | 0 | 0 | 0 | 330 | 330 | 330 | 330 | 330 | 330 | 330 | 330 | 330 | 23.16% | 23.16% | 0% | 15.23% | 0% | 23.16% | 23.16% | 23.16% | 23.16% | Bui
| 27 | Akosombo | SouthEast Ghana Group | Water | Hydro | 0 | 0 | 0 | 0 | 0 | 0 | 0 | 0 | 0 | 3681.6895 | 3681.6891 | 3839.5706 | 4016.3886 | 3971.5508 | 4434.7628 | 4434.7616 | 4434.7631 | 4434.7626 | 9.16 | 9.16 | 9.16 | 9.16 | 9.16 | 9.16 | 9.16 | 9.16 | 9.16 | 0.98 | 0.98 | 0.98 | 0.98 | 0.98 | 0.98 | 0.98 | 0.98 | 0.98 | 0 | 0 | 0 | 0 | 0 | 0 | 0 | 0 | 0 | 900 | 900 | 900 | 900 | 900 | 900 | 900 | 900 | 900 | 46.7% | 46.7% | 48.7% | 50.94% | 50.37% | 56.25% | 56.25% | 56.25% | 56.25% | Akosombo
| 28 | Kpong | SouthEast Ghana Group | Water | Hydro | 0 | 0 | 0 | 0 | 0 | 0 | 0 | 0 | 0 | 722.7073 | 722.7074 | 708.7404 | 788.408 | 416.0562 | 870.534 | 870.534 | 870.5339 | 870.534 | 9.16 | 9.16 | 9.16 | 9.16 | 9.16 | 9.16 | 9.16 | 9.16 | 9.16 | 0.98 | 0.98 | 0.98 | 0.98 | 0.98 | 0.98 | 0.98 | 0.98 | 0.98 | 0 | 0 | 0 | 0 | 0 | 0 | 0 | 0 | 0 | 140 | 140 | 140 | 140 | 140 | 140 | 140 | 140 | 140 | 58.93% | 58.93% | 57.79% | 64.29% | 33.92% | 70.98% | 70.98% | 70.98% | 70.98% | Kpong
| 29 | Cote d'Ivoire Dummy | Cote d'Ivoire | Water | Hydro | 0 | 0 | 0 | 0 | 0 | 0 | 0 | 0 | 0 | 814.6802 | 789.4468 | 10 | 10 | 10 | 814.6802 | 814.6797 | 814.68 | 814.6804 | 0 | 0 | 0 | 0 | 0 | 0 | 0 | 0 | 0 | 10 | 10 | 10 | 10 | 10 | 10 | 10 | 10 | 10 | 0 | 0 | 0 | 0 | 0 | 0 | 0 | 0 | 0 | 150 | 150 | 150 | 150 | 150 | 150 | 150 | 150 | 150 | 62% | 60.08% | 0.761% | 0.761% | 0.761% | 62% | 62% | 62% | 62% | Cote d'Ivoire Dummy
| 30 | Burkina Dummy | Burkina Group | Water | Hydro | 0 | 0 | 0 | 0 | 0 | 0 | 0 | 0 | 0 | 0.438 | 0.438 | 0.438 | 0.438 | 4.818 | 4.818 | 4.818 | 4.818 | 4.818 | 0 | 0 | 0 | 0 | 0 | 0 | 0 | 0 | 0 | 10 | 10 | 10 | 10 | 10 | 10 | 10 | 10 | 10 | 0 | 0 | 0 | 0 | 0 | 0 | 0 | 0 | 0 | 10 | 10 | 10 | 10 | 110 | 110 | 110 | 110 | 110 | 0.5% | 0.5% | 0.5% | 0.5% | 0.5% | 0.5% | 0.5% | 0.5% | 0.5% | Burkina Dummy
| 31 | VRA Solar | Northern Ghana Group | Sun | Solar PV | 0 | 0 | 0 | 0 | 0 | 0 | 0 | 0 | 0 | 2.7132 | 2.7132 | 2.7132 | 2.7132 | 2.7132 | 2.7132 | 2.7132 | 2.7132 | 2.7132 | 0 | 0 | 0 | 0 | 0 | 0 | 0 | 0 | 0 | 0 | 0 | 0 | 0 | 0 | 0 | 0 | 0 | 0 | 0 | 0 | 0 | 0 | 0 | 0 | 0 | 0 | 0 | 1.8 | 1.8 | 1.8 | 1.8 | 1.8 | 1.8 | 1.8 | 1.8 | 1.8 | 17.21% | 17.21% | 17.21% | 17.21% | 17.21% | 17.21% | 17.21% | 17.21% | 17.21% | VRA Solar
| 32 | BXC Solar | SouthEast Ghana Group | Sun | Solar PV | 0 | 0 | 0 | 0 | 0 | 0 | 0 | 0 | 0 | 24.0159 | 24.0159 | 24.0159 | 24.0159 | 24.0159 | 24.0159 | 24.0159 | 24.0159 | 0 | 0 | 0 | 0 | 0 | 0 | 0 | 0 | 0 | 0 | 0 | 0 | 0 | 0 | 0 | 0 | 0 | 0 | 0 | 0 | 0 | 0 | 0 | 0 | 0 | 0 | 0 | 0 | 18 | 18 | 18 | 18 | 18 | 18 | 18 | 18 |  | 15.23% | 15.23% | 15.23% | 15.23% | 15.23% | 15.23% | 15.23% | 15.23% |  | BXC Solar
| 33 | ASHA BIOGAS 2018 | Ashanti Group | Biogas | Biogas | 0 | 0 | 0 | 0 | 0.67014 | 0.67014 | 0.67014 | 0.25192 | 0.67014 | 0 | 0 | 0 | 0 | 37.23 | 37.23 | 37.23 | 13.9954 | 37.23 | 0 | 0 | 0 | 410.32 | 410.32 | 410.32 | 410.32 | 410.32 | 410.32 | 0 | 0 | 0 | 0 | 5.5 | 5.5 | 5.5 | 5.5 | 5.5 | 0 | 0 | 0 | 0 | 54 | 54 | 54 | 54 | 54 |  |  |  | 2 | 5 | 5 | 5 | 5 | 5 |  |  |  | 0% | 85% | 85% | 85% | 31.95% | 85% | ASHA BIOGAS 2018
| 38 | NORT BIOMASS 2018 | Northern Ghana Group | Biomass | Biomass Combustion | 0 | 0 | 0 | 0 | 1 | 3.3048 | 6.0313 | 0 | 6.0313 | 0 | 0 | 0 | 0 | 74.0749 | 244.8015 | 446.76 | 0 | 446.76 | 0 | 0 | 0 | 130 | 130 | 130 | 130 | 130 | 130 | 0 | 0 | 0 | 0 | 4.5 | 4.5 | 4.5 | 0 | 4.5 | 0 | 0 | 0 | 0 | 67.5 | 67.5 | 67.5 | 0 | 67.5 |  |  |  | 20 | 60 | 60 | 60 | 60 | 60 |  |  |  | 0% | 14.09% | 46.58% | 85% | 0% | 85% | NORT BIOMASS 2018
| 41 | SOUT COAL STEAM TURBINE 2026 | SouthWest Ghana Group | Coal | Coal Steam Turbine | 0 | 0 | 0 | 0 | 0 | 2.6486 | 23.3025 | 65.7577 | 69.047 | 0 | 0 | 0 | 0 | 0 | 300.9737 | 2648.0064 | 7472.4675 | 7846.2444 | 0 | 0 | 0 | 0 | 0 | 65 | 65 | 65 | 65 | 0 | 0 | 0 | 0 | 0 | 6.034 | 6.034 | 6.034 | 6.034 | 0 | 0 | 0 | 0 | 0 | 42.4943 | 42.9756 | 44.2927 | 45.5165 | [5 empty] | 482.683 | 1053.753 | 1053.753 | 1053.753 | [5 empty] | 7.118% | 28.69% | 80.95% | 85% | SOUT COAL STEAM TURBINE 2026
| 45 | SOUT COMBINED CYCLE 2019 | SouthEast Ghana Group | Oil/Gas | Oil/Gas Combined Cycle | 0 | 0 | 0 | 0 | 0 | 0 | 0 | 0 | 66.3241 | 0 | 0 | 0 | 0 | 0 | 0 | 0 | 0 | 9148.1556 | 0 | 0 | 0 | 0 | 0 | 0 | 0 | 0 | 15 | 0 | 0 | 0 | 0 | 0 | 0 | 0 | 0 | 3.48 | 0 | 0 | 0 | 0 | 0 | 0 | 0 | 0 | 80.7718 | 0 | 0 | 0 | 0 | 0 | 0 | 0 | 0 | 1160.34 | 0% | 0% | 0% | 0% | 0% | 0% | 0% | 0% | 90% | SOUT COMBINED CYCLE 2019
| 54 | ASHA INTERRUPTIBLE 2016 | Ashanti Group | Interruptible | Interruptible | 0 | 0 | 0 | 0 | 0 | 0 | 0 | 0 | 0 | 0 | 0 | 0 | 0 | 0 | 0 | 0 | 0 | 0 | 0 | 0 | 0 | 0 | 0 | 0 | 0 | 0 | 0 | 0 | 0 | 0 | 0 | 0 | 0 | 0 | 0 | 0 | 0 | 0 | 0 | 0 | 0 | 0 | 0 | 0 | 0 | 129.301 | 217.102 | [7 empty] | 0% | 0% | [7 empty] | ASHA INTERRUPTIBLE 2016
| 62 | SOUT NUCLEAR 2030 | SouthWest Ghana Group | Uranium | Nuclear | 0 | 0 | 0 | 0 | 0 | 0 | 0 | 85.7166 | 85.7166 | 0 | 0 | 0 | 0 | 0 | 0 | 0 | 8322 | 8322 | 0 | 0 | 0 | 0 | 0 | 0 | 0 | 100 | 100 | 0 | 0 | 0 | 0 | 0 | 0 | 0 | 2.3 | 2.3 | 0 | 0 | 0 | 0 | 0 | 0 | 0 | 13.184 | 13.184 | 0 | 0 | 0 | 0 | 0 | 0 | 0 | 1000 | 1000 | 0% | 0% | 0% | 0% | 0% | 0% | 0% | 95% | 95% | SOUT NUCLEAR 2030
| 63 | ASHA SOLAR PV 2020 | Ashanti Group | Sun | Solar PV | 0 | 0 | 0 | 0 | 0 | 0 | 0 | 0 | 0 | 0 | 0 | 0 | 0 | 12.6751 | 12.6751 | 12.6751 | 12.6751 | 12.6751 | 0 | 0 | 0 | 0 | 24.8 | 24.8 | 24.8 | 24.8 | 24.8 | 0 | 0 | 0 | 0 | 0 | 0 | 0 | 0 | 0 | 0 | 0 | 0 | 0 | 0 | 0 | 0 | 0 | 0 | 0 | 0 | 0 | 0 | 10 | 10 | 10 | 10 | 10 | 0% | 0% | 0% | 0% | 14.47% | 14.47% | 14.47% | 14.47% | 14.47% | ASHA SOLAR PV 2020
| 64 | ASHA SOLAR PV 2026 | Ashanti Group | Sun | Solar PV | 0 | 0 | 0 | 0 | 0 | 0 | 0 | 0 | 0 | 0 | 0 | 0 | 0 | 0 | 12.6751 | 38.0252 | 38.0252 | 38.0252 | 0 | 0 | 0 | 0 | 0 | 24.8 | 24.8 | 24.8 | 24.8 | 0 | 0 | 0 | 0 | 0 | 0 | 0 | 0 | 0 | 0 | 0 | 0 | 0 | 0 | 0 | 0 | 0 | 0 | 0 | 0 | 0 | 0 | 0 | 10 | 30 | 30 | 30 | 0% | 0% | 0% | 0% | 0% | 14.47% | 14.47% | 14.47% | 14.47% | ASHA SOLAR PV 2026
| 65 | ASHA SOLAR PV 2035 | Ashanti Group | Sun | Solar PV | 0 | 0 | 0 | 0 | 0 | 0 | 0 | 0 | 0 | 0 | 0 | 0 | 0 | 0 | 0 | 0 | 12.6751 | 69.7128 | 0 | 0 | 0 | 0 | 0 | 0 | 0 | 25 | 25 | 0 | 0 | 0 | 0 | 0 | 0 | 0 | 0 | 0 | 0 | 0 | 0 | 0 | 0 | 0 | 0 | 0 | 0 | 0 | 0 | 0 | 0 | 0 | 0 | 0 | 10 | 55 | 0% | 0% | 0% | 0% | 0% | 0% | 0% | 14.47% | 14.47% | ASHA SOLAR PV 2035
| 66 | SOUT SOLAR PV 2020 | SouthWest Ghana Group | Sun | Solar PV | 0 | 0 | 0 | 0 | 0 | 0 | 0 | 0 | 0 | 0 | 0 | 0 | 0 | 12.6751 | 12.6751 | 12.6751 | 12.6751 | 12.6751 | 0 | 0 | 0 | 0 | 24.8 | 24.8 | 24.8 | 24.8 | 24.8 | 0 | 0 | 0 | 0 | 0 | 0 | 0 | 0 | 0 | 0 | 0 | 0 | 0 | 0 | 0 | 0 | 0 | 0 | 0 | 0 | 0 | 0 | 10 | 10 | 10 | 10 | 10 | 0% | 0% | 0% | 0% | 14.47% | 14.47% | 14.47% | 14.47% | 14.47% | SOUT SOLAR PV 2020
| 67 | SOUT SOLAR PV 2026 | SouthWest Ghana Group | Sun | Solar PV | 0 | 0 | 0 | 0 | 0 | 0 | 0 | 0 | 0 | 0 | 0 | 0 | 0 | 0 | 12.6751 | 25.3501 | 25.3501 | 25.3501 | 0 | 0 | 0 | 0 | 0 | 24.8 | 24.8 | 24.8 | 24.8 | 0 | 0 | 0 | 0 | 0 | 0 | 0 | 0 | 0 | 0 | 0 | 0 | 0 | 0 | 0 | 0 | 0 | 0 | [5 empty] | 10 | 20 | 20 | 20 | [5 empty] | 14.47% | 14.47% | 14.47% | 14.47% | SOUT SOLAR PV 2026
| 68 | SOUT SOLAR PV 2035 | SouthWest Ghana Group | Sun | Solar PV | 0 | 0 | 0 | 0 | 0 | 0 | 0 | 0 | 0 | 0 | 0 | 0 | 0 | 0 | 0 | 0 | 12.6751 | 57.0377 | 0 | 0 | 0 | 0 | 0 | 0 | 0 | 25 | 25 | 0 | 0 | 0 | 0 | 0 | 0 | 0 | 0 | 0 | 0 | 0 | 0 | 0 | 0 | 0 | 0 | 0 | 0 | 0 | 0 | 0 | 0 | 0 | 0 | 0 | 10 | 45 | 0% | 0% | 0% | 0% | 0% | 0% | 0% | 14.47% | 14.47% | SOUT SOLAR PV 2035
| 69 | NORT SOLAR PV 2018 | Northern Ghana Group | Sun | Solar PV | 0 | 0 | 0 | 0 | 0 | 0 | 0 | 0 | 0 | 0 | 0 | 67.5263 | 67.5263 | 67.5263 | 67.5263 | 67.5263 | 67.5263 | 67.5263 | 0 | 0 | 24.8 | 24.8 | 24.8 | 24.8 | 24.8 | 24.8 | 24.8 | 0 | 0 | 0 | 0 | 0 | 0 | 0 | 0 | 0 | 0 | 0 | 0 | 0 | 0 | 0 | 0 | 0 | 0 |  |  | 47.1565 | 47.1565 | 47.1565 | 47.1565 | 47.1565 | 47.1565 | 47.1565 |  |  | 16.35% | 16.35% | 16.35% | 16.35% | 16.35% | 16.35% | 16.35% | NORT SOLAR PV 2018
| 70 | NORT SOLAR PV 2020 | Northern Ghana Group | Sun | Solar PV | 0 | 0 | 0 | 0 | 0 | 0 | 0 | 0 | 0 | 0 | 0 | 0 | 0 | 143.1961 | 143.1961 | 143.1961 | 143.1961 | 143.1961 | 0 | 0 | 0 | 0 | 24.8 | 24.8 | 24.8 | 24.8 | 24.8 | 0 | 0 | 0 | 0 | 0 | 0 | 0 | 0 | 0 | 0 | 0 | 0 | 0 | 0 | 0 | 0 | 0 | 0 | 0 | 0 | 0 | 0 | 100 | 100 | 100 | 100 | 100 | 0% | 0% | 0% | 0% | 16.35% | 16.35% | 16.35% | 16.35% | 16.35% | NORT SOLAR PV 2020
| 71 | NORT SOLAR PV 2023 | Northern Ghana Group | Sun | Solar PV | 0 | 0 | 0 | 0 | 0 | 0 | 0 | 0 | 0 | 0 | 0 | 0 | 0 | 71.598 | 143.1961 | 143.1961 | 143.1961 | 143.1961 | 0 | 0 | 0 | 0 | 24.8 | 24.8 | 24.8 | 24.8 | 24.8 | 0 | 0 | 0 | 0 | 0 | 0 | 0 | 0 | 0 | 0 | 0 | 0 | 0 | 0 | 0 | 0 | 0 | 0 | 0 | 0 | 0 | 0 | 50 | 100 | 100 | 100 | 100 | 0% | 0% | 0% | 0% | 16.35% | 16.35% | 16.35% | 16.35% | 16.35% | NORT SOLAR PV 2023
| 72 | NORT SOLAR PV 2026 | Northern Ghana Group | Sun | Solar PV | 0 | 0 | 0 | 0 | 0 | 0 | 0 | 0 | 0 | 0 | 0 | 0 | 0 | 0 | 71.598 | 214.7941 | 214.7941 | 214.7941 | 0 | 0 | 0 | 0 | 0 | 24.8 | 24.8 | 24.8 | 24.8 | 0 | 0 | 0 | 0 | 0 | 0 | 0 | 0 | 0 | 0 | 0 | 0 | 0 | 0 | 0 | 0 | 0 | 0 | 0 | 0 | 0 | 0 | 0 | 50 | 150 | 150 | 150 | 0% | 0% | 0% | 0% | 0% | 16.35% | 16.35% | 16.35% | 16.35% | NORT SOLAR PV 2026
| 73 | NORT SOLAR PV 2030 | Northern Ghana Group | Sun | Solar PV | 0 | 0 | 0 | 0 | 0 | 0 | 0 | 0 | 0 | 0 | 0 | 0 | 0 | 0 | 0 | 35.799 | 178.9951 | 178.9951 | 0 | 0 | 0 | 0 | 0 | 0 | 24.8 | 24.8 | 24.8 | 0 | 0 | 0 | 0 | 0 | 0 | 0 | 0 | 0 | 0 | 0 | 0 | 0 | 0 | 0 | 0 | 0 | 0 | 0 | 0 | 0 | 0 | 0 | 0 | 25 | 125 | 125 | 0% | 0% | 0% | 0% | 0% | 0% | 16.35% | 16.35% | 16.35% | NORT SOLAR PV 2030
| 74 | NORT SOLAR PV 2035 | Northern Ghana Group | Sun | Solar PV | 0 | 0 | 0 | 0 | 0 | 0 | 0 | 0 | 0 | 0 | 0 | 0 | 0 | 0 | 0 | 0 | 71.598 | 429.5883 | 0 | 0 | 0 | 0 | 0 | 0 | 0 | 24.8 | 24.8 | 0 | 0 | 0 | 0 | 0 | 0 | 0 | 0 | 0 | 0 | 0 | 0 | 0 | 0 | 0 | 0 | 0 | 0 | 0 | 0 | 0 | 0 | 0 | 0 | 0 | 50 | 300 | 0% | 0% | 0% | 0% | 0% | 0% | 0% | 16.35% | 16.35% | NORT SOLAR PV 2035
| 76 | SOUT SOLAR PV 2020 | SouthEast Ghana Group | Sun | Solar PV | 0 | 0 | 0 | 0 | 0 | 0 | 0 | 0 | 0 | 0 | 0 | 0 | 0 | 63.3753 | 63.3753 | 63.3753 | 63.3753 | 63.3753 | 0 | 0 | 0 | 0 | 24.8 | 24.8 | 24.8 | 24.8 | 24.8 | 0 | 0 | 0 | 0 | 0 | 0 | 0 | 0 | 0 | 0 | 0 | 0 | 0 | 0 | 0 | 0 | 0 | 0 | 0 | 0 | 0 | 0 | 50 | 50 | 50 | 50 | 50 | 0% | 0% | 0% | 0% | 14.47% | 14.47% | 14.47% | 14.47% | 14.47% | SOUT SOLAR PV 2020
| 77 | SOUT SOLAR PV 2026 | SouthEast Ghana Group | Sun | Solar PV | 0 | 0 | 0 | 0 | 0 | 0 | 0 | 0 | 0 | 0 | 0 | 0 | 0 | 0 | 31.6876 | 221.8134 | 221.8134 | 221.8134 | 0 | 0 | 0 | 0 | 0 | 24.8 | 24.8 | 24.8 | 24.8 | 0 | 0 | 0 | 0 | 0 | 0 | 0 | 0 | 0 | 0 | 0 | 0 | 0 | 0 | 0 | 0 | 0 | 0 | 0 | 0 | 0 | 0 | 0 | 25 | 175 | 175 | 175 | 0% | 0% | 0% | 0% | 0% | 14.47% | 14.47% | 14.47% | 14.47% | SOUT SOLAR PV 2026
| 78 | SOUT SOLAR PV 2035 | SouthEast Ghana Group | Sun | Solar PV | 0 | 0 | 0 | 0 | 0 | 0 | 0 | 0 | 0 | 0 | 0 | 0 | 0 | 0 | 0 | 0 | 63.3753 | 285.1886 | 0 | 0 | 0 | 0 | 0 | 0 | 0 | 25 | 25 | 0 | 0 | 0 | 0 | 0 | 0 | 0 | 0 | 0 | 0 | 0 | 0 | 0 | 0 | 0 | 0 | 0 | 0 | 0 | 0 | 0 | 0 | 0 | 0 | 0 | 50 | 225 | 0% | 0% | 0% | 0% | 0% | 0% | 0% | 14.47% | 14.47% | SOUT SOLAR PV 2035
| 80 | SOUT SOLAR PV 2020 | SouthWest Ghana Group | Sun | Solar PV | 0 | 0 | 0 | 0 | 0 | 0 | 0 | 0 | 0 | 0 | 0 | 0 | 0 | 6.5372 | 44.5624 | 44.5624 | 44.5624 | 44.5624 | 0 | 0 | 0 | 0 | 24.8 | 24.8 | 24.8 | 24.8 | 24.8 | 0 | 0 | 0 | 0 | 0 | 0 | 0 | 0 | 0 | 0 | 0 | 0 | 0 | 0 | 0 | 0 | 0 | 0 | 0 | 0 | 0 | 0 | 5.1576 | 35.1576 | 35.1576 | 35.1576 | 35.1576 | 0% | 0% | 0% | 0% | 14.47% | 14.47% | 14.47% | 14.47% | 14.47% | SOUT SOLAR PV 2020
| 81 | SOUT SOLAR PV 2026 | SouthWest Ghana Group | Sun | Solar PV | 0 | 0 | 0 | 0 | 0 | 0 | 0 | 0 | 0 | 0 | 0 | 0 | 0 | 0 | 25.3501 | 126.7505 | 126.7505 | 126.7505 | 0 | 0 | 0 | 0 | 0 | 24.8 | 24.8 | 24.8 | 24.8 | 0 | 0 | 0 | 0 | 0 | 0 | 0 | 0 | 0 | 0 | 0 | 0 | 0 | 0 | 0 | 0 | 0 | 0 | 0 | 0 | 0 | 0 | 0 | 20 | 100 | 100 | 100 | 0% | 0% | 0% | 0% | 0% | 14.47% | 14.47% | 14.47% | 14.47% | SOUT SOLAR PV 2026
| 82 | SOUT SOLAR PV 2035 | SouthWest Ghana Group | Sun | Solar PV | 0 | 0 | 0 | 0 | 0 | 0 | 0 | 0 | 0 | 0 | 0 | 0 | 0 | 0 | 0 | 0 | 12.6751 | 152.1006 | 0 | 0 | 0 | 0 | 0 | 0 | 0 | 25 | 25 | 0 | 0 | 0 | 0 | 0 | 0 | 0 | 0 | 0 | 0 | 0 | 0 | 0 | 0 | 0 | 0 | 0 | 0 | 0 | 0 | 0 | 0 | 0 | 0 | 0 | 10 | 120 | 0% | 0% | 0% | 0% | 0% | 0% | 0% | 14.47% | 14.47% | SOUT SOLAR PV 2035
| 84 | SOUT SOLAR PV 2026 | SouthEast Ghana Group | Sun | Solar PV | 0 | 0 | 0 | 0 | 0 | 0 | 0 | 0 | 0 | 0 | 0 | 0 | 0 | 0 | 12.6751 | 25.3501 | 25.3501 | 25.3501 | 0 | 0 | 0 | 0 | 0 | 24.8 | 24.8 | 24.8 | 24.8 | 0 | 0 | 0 | 0 | 0 | 0 | 0 | 0 | 0 | 0 | 0 | 0 | 0 | 0 | 0 | 0 | 0 | 0 | 0 | 0 | 0 | 0 | 0 | 10 | 20 | 20 | 20 | 0% | 0% | 0% | 0% | 0% | 14.47% | 14.47% | 14.47% | 14.47% | SOUT SOLAR PV 2026
| 85 | SOUT SOLAR PV 2035 | SouthEast Ghana Group | Sun | Solar PV | 0 | 0 | 0 | 0 | 0 | 0 | 0 | 0 | 0 | 0 | 0 | 0 | 0 | 0 | 0 | 0 | 12.6751 | 38.0252 | 0 | 0 | 0 | 0 | 0 | 0 | 0 | 25 | 25 | 0 | 0 | 0 | 0 | 0 | 0 | 0 | 0 | 0 | 0 | 0 | 0 | 0 | 0 | 0 | 0 | 0 | 0 | 0 | 0 | 0 | 0 | 0 | 0 | 0 | 10 | 30 | 0% | 0% | 0% | 0% | 0% | 0% | 0% | 14.47% | 14.47% | SOUT SOLAR PV 2035
| 87 | ASHA SOLAR PV WITH STORAGE 2026 | Ashanti Group | Sun + storage | Solar PV + Storage | 0 | 0 | 0 | 0 | 0 | 0 | 0 | 0 | 0 | 0 | 0 | 0 | 0 | 0 | 0 | 12.675 | 12.675 | 12.675 | 0 | 0 | 0 | 0 | 0 | 0 | 28 | 28 | 28 | 0 | 0 | 0 | 0 | 0 | 0 | 0 | 0 | 0 | 0 | 0 | 0 | 0 | 0 | 0 | 0 | 0 | 0 | 0 | 0 | 0 | 0 | 0 | 0 | 10 | 10 | 10 | 0% | 0% | 0% | 0% | 0% | 0% | 14.47% | 14.47% | 14.47% | ASHA SOLAR PV WITH STORAGE 2026
| 93 | NORT SOLAR PV WITH STORAGE 2026 | Northern Ghana Group | Sun + storage | Solar PV + Storage | 0 | 0 | 0 | 0 | 0 | 0 | 0 | 0 | 0 | 0 | 0 | 0 | 0 | 0 | 0 | 63.3752 | 63.3752 | 63.3752 | 0 | 0 | 0 | 0 | 0 | 0 | 28 | 28 | 28 | 0 | 0 | 0 | 0 | 0 | 0 | 0 | 0 | 0 | 0 | 0 | 0 | 0 | 0 | 0 | 0 | 0 | 0 | 0 | 0 | 0 | 0 | 0 | 0 | 50 | 50 | 50 | 0% | 0% | 0% | 0% | 0% | 0% | 14.47% | 14.47% | 14.47% | NORT SOLAR PV WITH STORAGE 2026
| 104 | SOUT WIND TURBINE 2020 | SouthEast Ghana Group | Wind | Wind | 0 | 0 | 0 | 0 | 0 | 0 | 0 | 0 | 0 | 0 | 0 | 0 | 175.1525 | 350.305 | 525.4575 | 525.4575 | 525.4575 | 525.4575 | 0 | 0 | 0 | 46.71 | 46.71 | 46.71 | 46.71 | 46.71 | 46.71 | 0 | 0 | 0 | 0 | 0 | 0 | 0 | 0 | 0 | 0 | 0 | 0 | 0 | 0 | 0 | 0 | 0 | 0 | 0 | 0 | 0 | 75 | 150 | 225 | 225 | 225 | 225 | 0% | 0% | 0% | 26.66% | 26.66% | 26.66% | 26.66% | 26.66% | 26.66% | SOUT WIND TURBINE 2020
| 105 | SOUT WIND TURBINE 2026 | SouthEast Ghana Group | Wind | Wind | 0 | 0 | 0 | 0 | 0 | 0 | 0 | 0 | 0 | 0 | 0 | 0 | 0 | 0 | 175.1525 | 408.6892 | 525.4575 | 525.4575 | 0 | 0 | 0 | 0 | 0 | 46.71 | 46.71 | 46.71 | 46.71 | 0 | 0 | 0 | 0 | 0 | 0 | 0 | 0 | 0 | 0 | 0 | 0 | 0 | 0 | 0 | 0 | 0 | 0 | 0 | 0 | 0 | 0 | 0 | 75 | 175 | 225 | 225 | 0% | 0% | 0% | 0% | 0% | 26.66% | 26.66% | 26.66% | 26.66% | SOUT WIND TURBINE 2026
| 106 | SOUT WIND TURBINE 2035 | SouthEast Ghana Group | Wind | Wind | 0 | 0 | 0 | 0 | 0 | 0 | 0 | 0 | 0 | 0 | 0 | 0 | 0 | 0 | 0 | 0 | 233.5367 | 233.5367 | 0 | 0 | 0 | 0 | 0 | 0 | 0 | 47 | 47 | 0 | 0 | 0 | 0 | 0 | 0 | 0 | 0 | 0 | 0 | 0 | 0 | 0 | 0 | 0 | 0 | 0 | 0 | 0 | 0 | 0 | 0 | 0 | 0 | 0 | 100 | 100 | 0% | 0% | 0% | 0% | 0% | 0% | 0% | 26.66% | 26.66% | SOUT WIND TURBINE 2035
[6 empty] | 0 | 0 | 0 | 0 | 0 | 0 | 0 |  |  | 0 | 0 | 0 | 0 | 0 | 0 | 0 |  |  | 0 | 0 | 0 | 0 | 0 | 0 | 0 |  |  | 0 | 0 | 0 | 0 | 0 | 0 | 0 |  |  | 0 | 0 | 0 | 0 | 0 | 0 | 0 |  |  | 0 | 0 | 0 | 0 | 0 | 0 | 0 |  |  | 0 | 0 | 0 | 0 | 0 | 0 | 0

## LtdWater
Bck to Contents
|  | Plant Name |  |  |  | FUEL CONSUMPTION | [8 empty] | GENERATION | [8 empty] | FOM (USD/kW-yr | [8 empty] | VOM (USD/MWh) | [8 empty] | Fuel Cost (USD/MWh) | [8 empty] | Available Capacity | [8 empty] | Capacity Factors
| UnitID |  | Model Region | Fuel Type | Capacity Type | 2017 | 2018 | 2019 | 2020 | 2023 | 2026 | 2030 | 2035 | 2040 | 2017 | 2018 | 2019 | 2020 | 2023 | 2026 | 2030 | 2035 | 2040 | 2017 | 2018 | 2019 | 2020 | 2023 | 2026 | 2030 | 2035 | 2040 | 2017 | 2018 | 2019 | 2020 | 2023 | 2026 | 2030 | 2035 | 2040 | 2017 | 2018 | 2019 | 2020 | 2023 | 2026 | 2030 | 2035 | 2040 | 2017 | 2018 | 2019 | 2020 | 2023 | 2026 | 2030 | 2035 | 2040 | 2017 | 2018 | 2019 | 2020 | 2023 | 2026 | 2030 | 2035 | 2040
| 1 | CENIT | SouthEast Ghana Group | Oil | Oil Combustion | 0 | 0 | 0 | 0 | 0 | 0 | 0 | 0 | 0 | 0 | 0 | 0 | 0 | 0 | 0 | 0 | 0 | 0 | 11.83 | 11.83 | 11.83 | 11.83 | 11.83 | 11.83 | 11.83 | 0 | 0 | 0 | 0 | 0 | 0 | 0 | 0 | 0 | 0 | 0 | 0 | 0 | 0 | 0 | 0 | 0 | 0 | 0 | 0 | 100 | 100 | 100 | 100 | 100 | 100 | 100 |  |  | 0% | 0% | 0% | 0% | 0% | 0% | 0% |  |  | CENIT
| 2 | Trojan 2B | SouthEast Ghana Group | Oil | Oil Combustion | 0.26958 | 0 | 0 | 0 | 0 | 0 | 0 | 0 | 0 | 31.941 | 0 | 0 | 0 | 0 | 0 | 0 | 0 | 0 | 34 | 34 | 34 | 34 | 0 | 0 | 0 | 0 | 0 | 5.5 | 0 | 0 | 0 | 0 | 0 | 0 | 0 | 0 | 97.9957 | 0 | 0 | 0 | 0 | 0 | 0 | 0 | 0 | 16.25 | 16.25 | 16.25 | 16.25 | [5 empty] | 22.44% | 0% | 0% | 0% | [5 empty] | Trojan 2B
| 3 | Trojan 2A | Ashanti Group | Oil | Oil Combustion | 0.26958 | 0 | 0 | 0 | 0 | 0 | 0 | 0 | 0 | 31.941 | 0 | 0 | 0 | 0 | 0 | 0 | 0 | 0 | 34 | 34 | 34 | 34 | 0 | 0 | 0 | 0 | 0 | 5.5 | 0 | 0 | 0 | 0 | 0 | 0 | 0 | 0 | 108.8196 | 0 | 0 | 0 | 0 | 0 | 0 | 0 | 0 | 16.25 | 16.25 | 16.25 | 16.25 | [5 empty] | 22.44% | 0% | 0% | 0% | [5 empty] | Trojan 2A
| 4 | GP Tarkwa Plant | SouthWest Ghana Group | Oil | Oil Combustion | 0 | 0 | 0 | 0 | 0 | 0 | 0 | 0 | 0 | 0 | 0 | 0 | 0 | 0 | 0 | 0 | 0 | 0 | 17.5 | 17.5 | 17.5 | 17.5 | 17.5 | 17.5 | 17.5 | 17.5 | 17.5 | 0 | 0 | 0 | 0 | 0 | 0 | 0 | 0 | 0 | 0 | 0 | 0 | 0 | 0 | 0 | 0 | 0 | 0 | 33 | 33 | 33 | 33 | 33 | 33 | 33 | 33 | 33 | 0% | 0% | 0% | 0% | 0% | 0% | 0% | 0% | 0% | GP Tarkwa Plant
| 5 | GP Chirano Plant | SouthWest Ghana Group | Oil | Oil Combustion | 0 | 0 | 0 | 0 | 0 | 0 | 0 | 0 | 0 | 0 | 0 | 0 | 0 | 0 | 0 | 0 | 0 | 0 | 17.5 | 17.5 | 17.5 | 17.5 | 17.5 | 17.5 | 17.5 | 17.5 | 17.5 | 0 | 0 | 0 | 0 | 0 | 0 | 0 | 0 | 0 | 0 | 0 | 0 | 0 | 0 | 0 | 0 | 0 | 0 | 30 | 30 | 30 | 30 | 30 | 30 | 30 | 30 | 30 | 0% | 0% | 0% | 0% | 0% | 0% | 0% | 0% | 0% | GP Chirano Plant
| 6 | GP Darmang Plant | SouthWest Ghana Group | Oil | Oil Combustion | 0 | 0 | 0 | 0 | 0 | 0 | 0 | 0 | 0 | 0 | 0 | 0 | 0 | 0 | 0 | 0 | 0 | 0 | 17.5 | 17.5 | 17.5 | 17.5 | 17.5 | 17.5 | 17.5 | 17.5 | 17.5 | 0 | 0 | 0 | 0 | 0 | 0 | 0 | 0 | 0 | 0 | 0 | 0 | 0 | 0 | 0 | 0 | 0 | 0 | 25.5 | 25.5 | 25.5 | 25.5 | 25.5 | 25.5 | 25.5 | 25.5 | 25.5 | 0% | 0% | 0% | 0% | 0% | 0% | 0% | 0% | 0% | GP Darmang Plant
| 7 | SAPP 2 | SouthEast Ghana Group | Oil/Gas | Oil/Gas Combined Cycle | 9.6772 | 22.9399 | 13.4224 | 7.7484 | 23.5117 | 23.5117 | 23.5117 | 23.5117 | 23.4673 | 1240.6706 | 2941.0081 | 1720.8238 | 993.3852 | 3014.316 | 3014.3164 | 3014.3159 | 3014.316 | 3008.6256 | 16 | 16 | 16 | 16 | 16 | 16 | 16 | 16 | 16 | 3.5 | 3.5 | 3.5 | 3.5 | 3.5 | 3.5 | 3.5 | 3.5 | 3.5 | 70.9165 | 62.6579 | 64.8913 | 64.7653 | 63.842 | 69.7161 | 65.7047 | 76.977 | 84.4442 | 370 | 370 | 370 | 370 | 370 | 370 | 370 | 370 | 370 | 38.28% | 90.74% | 53.09% | 30.65% | 93% | 93% | 93% | 93% | 92.82% | SAPP 2
| 8 | Cenpower | SouthEast Ghana Group | Oil/Gas | Oil/Gas Combined Cycle | 0 | 0.10559 | 2.0208 | 0 | 21.6884 | 21.6884 | 21.6884 | 20.8099 | 20.0875 | 0 | 13.4856 | 258.0873 | 0 | 2769.9121 | 2769.912 | 2769.912 | 2657.7107 | 2565.4574 | 0 | 16 | 16 | 16 | 16 | 16 | 16 | 16 | 16 | 0 | 3.5 | 3.5 | 0 | 3.5 | 3.5 | 3.5 | 3.5 | 3.5 | 0 | 62.6917 | 65.1409 | 0 | 68.5556 | 70.2178 | 74.6387 | 82.5033 | 86.4157 |  | 340 | 340 | 340 | 340 | 340 | 340 | 340 | 340 |  | 0.4528% | 8.665% | 0% | 93% | 93% | 93% | 89.23% | 86.14% | Cenpower
| 9 | KarpowerShip 1 | SouthEast Ghana Group | Oil/Gas | Oil/Gas Combined Cycle | 14.837 | 0 | 0 | 0 | 0 | 0 | 0 | 0 | 0 | 1942.0128 | 0 | 0 | 0 | 0 | 0 | 0 | 0 | 0 | 177.828 | 0 | 0 | 0 | 0 | 0 | 0 | 0 | 0 | 3.5 | 0 | 0 | 0 | 0 | 0 | 0 | 0 | 0 | 67.7182 | 0 | 0 | 0 | 0 | 0 | 0 | 0 | 0 | 247 | [8 empty] | 89.75% | [8 empty] | KarpowerShip 1
| 10 | AKSA | SouthEast Ghana Group | Oil/Gas | Oil/Gas Combined Cycle | 10.1595 | 0 | 6.9821 | 0 | 12.5445 | 2.4666 | 3.0968 | 0.5802 | 18.3625 | 1195.236 | 0 | 821.427 | 0 | 1475.8245 | 290.1857 | 364.3319 | 68.2592 | 2160.295 | 16 | 16 | 16 | 16 | 16 | 16 | 16 | 16 | 16 | 3.5 | 0 | 3.5 | 0 | 3.5 | 3.5 | 3.5 | 3.5 | 3.5 | 75.3409 | 0 | 70.7149 | 0 | 76.5338 | 89.6347 | 85.6845 | 90.5972 | 90.2544 | 250 | 375 | 375 | 375 | 375 | 375 | 375 | 375 | 375 | 54.58% | 0% | 25.01% | 0% | 44.93% | 8.834% | 11.09% | 2.078% | 65.76% | AKSA
| 11 | TAPCO (T1) | SouthWest Ghana Group | Oil/Gas | Oil/Gas Combined Cycle | 11.645 | 17.1872 | 0 | 17.1872 | 17.1872 | 17.1872 | 17.1027 | 12.3502 | 0.024273 | 1496.2072 | 2208.3 | 0 | 2208.3 | 2208.3 | 2208.3 | 2197.4455 | 1586.8134 | 3.1187 | 18.7 | 18.7 | 18.7 | 18.7 | 18.7 | 18.7 | 18.7 | 18.7 | 18.7 | 5 | 5 | 0 | 5 | 5 | 5 | 5 | 5 | 5 | 59.2954 | 62.3154 | 0 | 64.6242 | 61.2801 | 62.3592 | 63.0192 | 62.5775 | 61.5635 | 305 | 305 | 305 | 305 | 305 | 305 | 305 | 305 | 305 | 56% | 82.65% | 0% | 82.65% | 82.65% | 82.65% | 82.25% | 59.39% | 0.1167% | TAPCO (T1)
| 12 | TICO (T2) | SouthWest Ghana Group | Oil/Gas | Oil/Gas Combined Cycle | 17.7346 | 17.7346 | 9.5854 | 17.7346 | 17.7346 | 17.7346 | 17.7346 | 17.7346 | 6.2924 | 2382.7201 | 2382.72 | 1287.8383 | 2382.72 | 2382.72 | 2382.7203 | 2382.72 | 2382.72 | 845.4127 | 30.94 | 30.94 | 30.94 | 30.94 | 30.94 | 30.94 | 30.94 | 30.94 | 30.94 | 4.9 | 4.9 | 4.9 | 4.9 | 4.9 | 4.9 | 4.9 | 4.9 | 4.9 | 54.9535 | 59.5931 | 61.9213 | 61.8011 | 58.603 | 59.635 | 60.2662 | 59.8438 | 58.8741 | 320 | 320 | 320 | 320 | 320 | 320 | 320 | 320 | 320 | 85% | 85% | 45.94% | 85% | 85% | 85% | 85% | 85% | 30.16% | TICO (T2)
| 13 | Amandi | SouthWest Ghana Group | Oil/Gas | Oil/Gas Combined Cycle | 0 | 0 | 8.0946 | 1.8706 | 12.0103 | 10.3114 | 9.3808 | 4.1281 | 0.18283 | 0 | 0 | 987.1488 | 228.1177 | 1464.672 | 1257.4919 | 1144.0017 | 503.4252 | 22.2967 | 0 | 0 | 30.94 | 30.94 | 30.94 | 30.94 | 30.94 | 30.94 | 30.94 | 0 | 0 | 4.9 | 4.9 | 4.9 | 4.9 | 4.9 | 4.9 | 4.9 | 0 | 0 | 68.2191 | 68.0866 | 64.5633 | 65.7003 | 66.3957 | 65.9303 | 106.8757 |  |  | 190 | 190 | 190 | 190 | 190 | 190 | 190 |  |  | 59.31% | 13.71% | 88% | 75.55% | 68.73% | 30.25% | 1.34% | Amandi
| 14 | KarpowerShip 2 | SouthWest Ghana Group | Oil/Gas | Oil/Gas Combined Cycle | 0 | 24.5592 | 31.8841 | 28.6607 | 0 | 0 | 0 | 0 | 0 | 0 | 2884.5628 | 3744.9 | 3366.3021 | 0 | 0 | 0 | 0 | 0 | 0 | 177.828 | 177.828 | 177.828 | 177.828 | 0 | 0 | 0 | 0 | 0 | 3.5 | 3.5 | 3.5 | 0 | 0 | 0 | 0 | 0 | 0 | 68.1682 | 70.8314 | 70.6939 | 0 | 0 | 0 | 0 | 0 |  | 450 | 450 | 450 | 450 | [5 empty] | 73.18% | 95% | 85.4% | 0% |  |  |  |  | KarpowerShip 2
| 15 | Early Power | SouthEast Ghana Group | Oil/Gas | Oil/Gas Combustion | 0 | 0 | 7.5902 | 23.0656 | 23.0656 | 23.0656 | 23.0656 | 23.0656 | 23.0656 | 0 | 0 | 1012.0292 | 3075.4171 | 3075.417 | 3075.417 | 3075.417 | 3075.4173 | 3075.417 | 0 | 0 | 16 | 16 | 16 | 16 | 16 | 16 | 16 | 0 | 0 | 3.5 | 3.5 | 3.5 | 3.5 | 3.5 | 3.5 | 3.5 | 0 | 0 | 62.3955 | 62.2744 | 68.5206 | 68.3903 | 71.3221 | 73.1504 | 85.3772 |  |  | 377.5 | 377.5 | 377.5 | 377.5 | 377.5 | 377.5 | 377.5 |  |  | 30.6% | 93% | 93% | 93% | 93% | 93% | 93% | Early Power
| 16 | TT1PP | SouthEast Ghana Group | Oil/Gas | Oil/Gas Combustion | 0 | 0 | 0 | 0 | 0 | 0 | 0 | 0 | 0 | 0 | 0 | 0 | 0 | 0 | 0 | 0 | 0 | 0 | 14.3 | 14.3 | 14.3 | 14.3 | 14.3 | 14.3 | 14.3 | 14.3 | 14.3 | 0 | 0 | 0 | 0 | 0 | 0 | 0 | 0 | 0 | 0 | 0 | 0 | 0 | 0 | 0 | 0 | 0 | 0 | 100 | 100 | 100 | 100 | 100 | 100 | 100 | 100 | 100 | 0% | 0% | 0% | 0% | 0% | 0% | 0% | 0% | 0% | TT1PP
| 17 | KTPP | SouthEast Ghana Group | Oil/Gas | Oil/Gas Combustion | 0.31622 | 0 | 1.8786 | 0 | 0 | 0 | 0 | 0 | 0 | 29.0114 | 0 | 172.3482 | 0 | 0 | 0 | 0 | 0 | 0 | 12.3 | 12.3 | 12.3 | 12.3 | 12.3 | 12.3 | 12.3 | 12.3 | 12.3 | 3.5 | 0 | 3.5 | 0 | 0 | 0 | 0 | 0 | 0 | 126.5585 | 0 | 90.6815 | 0 | 0 | 0 | 0 | 0 | 0 | 200 | 200 | 200 | 200 | 200 | 200 | 200 | 200 | 200 | 1.656% | 0% | 9.837% | 0% | 0% | 0% | 0% | 0% | 0% | KTPP
| 18 | Trojan 1 | SouthEast Ghana Group | Oil/Gas | Oil/Gas Combustion | 0.41408 | 0 | 0 | 0 | 0 | 0 | 0 | 0 | 0 | 49.0614 | 0 | 0 | 0 | 0 | 0 | 0 | 0 | 0 | 34 | 34 | 34 | 34 | 0 | 0 | 0 | 0 | 0 | 5.5 | 0 | 0 | 0 | 0 | 0 | 0 | 0 | 0 | 97.9957 | 0 | 0 | 0 | 0 | 0 | 0 | 0 | 0 | 24.96 | 24.96 | 24.96 | 24.96 | [5 empty] | 22.44% | 0% | 0% | 0% | [5 empty] | Trojan 1
| 19 | MRP | SouthEast Ghana Group | Oil/Gas | Oil/Gas Combustion | 0 | 0 | 0 | 0 | 0 | 0 | 0 | 0 | 0 | 0 | 0 | 0 | 0 | 0 | 0 | 0 | 0 | 0 | 12.5737 | 12.5737 | 12.5737 | 12.5737 | 12.5737 | 12.5737 | 12.5737 | 12.5737 | 12.5737 | 0 | 0 | 0 | 0 | 0 | 0 | 0 | 0 | 0 | 0 | 0 | 0 | 0 | 0 | 0 | 0 | 0 | 0 | 70 | 70 | 70 | 70 | 70 | 70 | 70 | 70 | 70 | 0% | 0% | 0% | 0% | 0% | 0% | 0% | 0% | 0% | MRP
| 20 | Safisana | SouthEast Ghana Group | Biogas | Biogas | 0.010052 | 0.010052 | 0.010052 | 0 | 0.010052 | 0.010052 | 0.010052 | 0.010052 | 0.010052 | 0.7446 | 0.7446 | 0.7446 | 0 | 0.7446 | 0.7446 | 0.7446 | 0.7446 | 0.7446 | 35 | 35 | 35 | 35 | 35 | 35 | 35 | 35 | 35 | 4.2 | 4.2 | 4.2 | 0 | 4.2 | 4.2 | 4.2 | 4.2 | 4.2 | 40.5 | 40.5 | 40.5 | 0 | 40.5 | 40.5 | 40.5 | 40.5 | 40.5 | 0.1 | 0.1 | 0.1 | 0.1 | 0.1 | 0.1 | 0.1 | 0.1 | 0.1 | 85% | 85% | 85% | 0% | 85% | 85% | 85% | 85% | 85% | Safisana
| 21 | TT2PP | SouthEast Ghana Group | Gas | Gas Combustion Turbine | 0.5098 | 0 | 0 | 0 | 0 | 0 | 0 | 0 | 0.024714 | 52.4484 | 0 | 0 | 0 | 0 | 0 | 0 | 0 | 2.5426 | 12.1007 | 12.1007 | 12.1007 | 12.1007 | 12.1007 | 12.1007 | 12.1007 | 12.1007 | 12.1007 | 4.5 | 0 | 0 | 0 | 0 | 0 | 0 | 0 | 4.5 | 79.8984 | 0 | 0 | 0 | 0 | 0 | 0 | 0 | 101.573 | 45 | 45 | 45 | 45 | 45 | 45 | 45 | 45 | 45 | 13.31% | 0% | 0% | 0% | 0% | 0% | 0% | 0% | 0.645% | TT2PP
| 22 | SAPP 1 | SouthEast Ghana Group | Gas | Gas Combustion Turbine | 3.0298 | 0 | 0 | 0 | 0 | 0 | 0 | 0 | 0.68279 | 324.7329 | 0 | 0 | 0 | 0 | 0 | 0 | 0 | 73.1817 | 11.83 | 11.83 | 11.83 | 11.83 | 11.83 | 11.83 | 11.83 | 11.83 | 11.83 | 4.5 | 0 | 0 | 0 | 0 | 0 | 0 | 0 | 4.5 | 76.6926 | 0 | 0 | 0 | 0 | 0 | 0 | 0 | 106.1178 | 180 | 180 | 180 | 180 | 180 | 180 | 180 | 180 | 180 | 20.59% | 0% | 0% | 0% | 0% | 0% | 0% | 0% | 4.641% | SAPP 1
| 23 | Trojan 3 | SouthEast Ghana Group | Gas | Gas Combustion Turbine | 0 | 0 | 0 | 0 | 0 | 0 | 0 | 0 | 0 | 0 | 0 | 0 | 0 | 0 | 0 | 0 | 0 | 0 | 0 | 34 | 34 | 34 | 0 | 0 | 0 | 0 | 0 | 0 | 0 | 0 | 0 | 0 | 0 | 0 | 0 | 0 | 0 | 0 | 0 | 0 | 0 | 0 | 0 | 0 | 0 |  | 49.92 | 49.92 | 49.92 | [6 empty] | 0% | 0% | 0% | [5 empty] | Trojan 3
| 24 | Ameri_2016 | SouthWest Ghana Group | Gas | Gas Combustion Turbine | 0.42075 | 0 | 18.427 | 0 | 0 | 0 | 0 | 0 | 0 | 41.4044 | 0 | 1813.32 | 0 | 0 | 0 | 0 | 0 | 0 | 14.54 | 14.54 | 14.54 | 14.54 | 0 | 0 | 0 | 0 | 0 | 5 | 0 | 5 | 0 | 0 | 0 | 0 | 0 | 0 | 74.9854 | 0 | 84.5417 | 0 | 0 | 0 | 0 | 0 | 0 | 230 | 230 | 230 | 230 | [5 empty] | 2.055% | 0% | 90% | 0% | [5 empty] | Ameri_2016
| 25 | Ameri_2021 | SouthWest Ghana Group | Gas | Gas Combustion Turbine | 0 | 0 | 0 | 0 | 0 | 0 | 0 | 0 | 0 | 0 | 0 | 0 | 0 | 0 | 0 | 0 | 0 | 0 | 0 | 0 | 0 | 0 | 14.54 | 14.54 | 14.54 | 14.54 | 14.54 | 0 | 0 | 0 | 0 | 0 | 0 | 0 | 0 | 0 | 0 | 0 | 0 | 0 | 0 | 0 | 0 | 0 | 0 |  |  |  |  | 230 | 230 | 230 | 230 | 230 |  |  |  |  | 0% | 0% | 0% | 0% | 0% | Ameri_2021
| 26 | Bui | Northern Ghana Group | Water | Hydro | 0 | 0 | 0 | 0 | 0 | 0 | 0 | 0 | 0 | 669.5866 | 669.5865 | 669.5865 | 669.5863 | 660.7761 | 660.776 | 639.6312 | 614.9622 | 614.9625 | 27.74 | 27.74 | 27.74 | 27.74 | 27.74 | 27.74 | 27.74 | 27.74 | 27.74 | 1.63 | 1.63 | 1.63 | 1.63 | 1.63 | 1.63 | 1.63 | 1.63 | 1.63 | 0 | 0 | 0 | 0 | 0 | 0 | 0 | 0 | 0 | 330 | 330 | 330 | 330 | 330 | 330 | 330 | 330 | 330 | 23.16% | 23.16% | 23.16% | 23.16% | 22.86% | 22.86% | 22.13% | 21.27% | 21.27% | Bui
| 27 | Akosombo | SouthEast Ghana Group | Water | Hydro | 0 | 0 | 0 | 0 | 0 | 0 | 0 | 0 | 0 | 3681.6894 | 3681.6894 | 4016.3896 | 4016.3895 | 4245.5406 | 4245.5405 | 3791.3373 | 3261.4334 | 3261.4329 | 9.16 | 9.16 | 9.16 | 9.16 | 9.16 | 9.16 | 9.16 | 9.16 | 9.16 | 0.98 | 0.98 | 0.98 | 0.98 | 0.98 | 0.98 | 0.98 | 0.98 | 0.98 | 0 | 0 | 0 | 0 | 0 | 0 | 0 | 0 | 0 | 900 | 900 | 900 | 900 | 900 | 900 | 900 | 900 | 900 | 46.7% | 46.7% | 50.94% | 50.94% | 53.85% | 53.85% | 48.09% | 41.37% | 41.37% | Akosombo
| 28 | Kpong | SouthEast Ghana Group | Water | Hydro | 0 | 0 | 0 | 0 | 0 | 0 | 0 | 0 | 0 | 722.7074 | 722.7074 | 788.408 | 788.4081 | 833.8611 | 833.861 | 745.8932 | 643.2642 | 643.2643 | 9.16 | 9.16 | 9.16 | 9.16 | 9.16 | 9.16 | 9.16 | 9.16 | 9.16 | 0.98 | 0.98 | 0.98 | 0.98 | 0.98 | 0.98 | 0.98 | 0.98 | 0.98 | 0 | 0 | 0 | 0 | 0 | 0 | 0 | 0 | 0 | 140 | 140 | 140 | 140 | 140 | 140 | 140 | 140 | 140 | 58.93% | 58.93% | 64.29% | 64.29% | 67.99% | 67.99% | 60.82% | 52.45% | 52.45% | Kpong
| 29 | Cote d'Ivoire Dummy | Cote d'Ivoire | Water | Hydro | 0 | 0 | 0 | 0 | 0 | 0 | 0 | 0 | 0 | 814.6799 | 814.6801 | 10 | 814.6799 | 814.6808 | 814.6798 | 814.6794 | 814.6803 | 814.6796 | 0 | 0 | 0 | 0 | 0 | 0 | 0 | 0 | 0 | 10 | 10 | 10 | 10 | 10 | 10 | 10 | 10 | 10 | 0 | 0 | 0 | 0 | 0 | 0 | 0 | 0 | 0 | 150 | 150 | 150 | 150 | 150 | 150 | 150 | 150 | 150 | 62% | 62% | 0.761% | 62% | 62% | 62% | 62% | 62% | 62% | Cote d'Ivoire Dummy
| 30 | Burkina Dummy | Burkina Group | Water | Hydro | 0 | 0 | 0 | 0 | 0 | 0 | 0 | 0 | 0 | 0.438 | 0.438 | 0.438 | 0.438 | 4.818 | 4.818 | 4.818 | 4.818 | 4.818 | 0 | 0 | 0 | 0 | 0 | 0 | 0 | 0 | 0 | 10 | 10 | 10 | 10 | 10 | 10 | 10 | 10 | 10 | 0 | 0 | 0 | 0 | 0 | 0 | 0 | 0 | 0 | 10 | 10 | 10 | 10 | 110 | 110 | 110 | 110 | 110 | 0.5% | 0.5% | 0.5% | 0.5% | 0.5% | 0.5% | 0.5% | 0.5% | 0.5% | Burkina Dummy
| 31 | VRA Solar | Northern Ghana Group | Sun | Solar PV | 0 | 0 | 0 | 0 | 0 | 0 | 0 | 0 | 0 | 2.7132 | 2.7132 | 2.7132 | 2.7132 | 2.7132 | 2.7132 | 2.7132 | 2.7132 | 2.7132 | 0 | 0 | 0 | 0 | 0 | 0 | 0 | 0 | 0 | 0 | 0 | 0 | 0 | 0 | 0 | 0 | 0 | 0 | 0 | 0 | 0 | 0 | 0 | 0 | 0 | 0 | 0 | 1.8 | 1.8 | 1.8 | 1.8 | 1.8 | 1.8 | 1.8 | 1.8 | 1.8 | 17.21% | 17.21% | 17.21% | 17.21% | 17.21% | 17.21% | 17.21% | 17.21% | 17.21% | VRA Solar
| 32 | BXC Solar | SouthEast Ghana Group | Sun | Solar PV | 0 | 0 | 0 | 0 | 0 | 0 | 0 | 0 | 0 | 24.0159 | 24.0159 | 24.0159 | 24.0159 | 24.0159 | 24.0159 | 24.0159 | 24.0159 | 0 | 0 | 0 | 0 | 0 | 0 | 0 | 0 | 0 | 0 | 0 | 0 | 0 | 0 | 0 | 0 | 0 | 0 | 0 | 0 | 0 | 0 | 0 | 0 | 0 | 0 | 0 | 0 | 18 | 18 | 18 | 18 | 18 | 18 | 18 | 18 |  | 15.23% | 15.23% | 15.23% | 15.23% | 15.23% | 15.23% | 15.23% | 15.23% |  | BXC Solar
| 33 | ASHA BIOGAS 2018 | Ashanti Group | Biogas | Biogas | 0 | 0 | 0 | 0 | 0.67014 | 0.67014 | 0.67014 | 0.67014 | 0.67014 | 0 | 0 | 0 | 0 | 37.23 | 37.23 | 37.23 | 37.23 | 37.23 | 0 | 0 | 0 | 410.32 | 410.32 | 410.32 | 410.32 | 410.32 | 410.32 | 0 | 0 | 0 | 0 | 5.5 | 5.5 | 5.5 | 5.5 | 5.5 | 0 | 0 | 0 | 0 | 54 | 54 | 54 | 54 | 54 |  |  |  | 2 | 5 | 5 | 5 | 5 | 5 |  |  |  | 0% | 85% | 85% | 85% | 85% | 85% | ASHA BIOGAS 2018
| 38 | NORT BIOMASS 2018 | Northern Ghana Group | Biomass | Biomass Combustion | 0 | 0 | 0 | 0 | 6.0313 | 6.0313 | 6.0313 | 6.0313 | 6.0313 | 0 | 0 | 0 | 0 | 446.76 | 446.76 | 446.76 | 446.76 | 446.76 | 0 | 0 | 0 | 130 | 130 | 130 | 130 | 130 | 130 | 0 | 0 | 0 | 0 | 4.5 | 4.5 | 4.5 | 4.5 | 4.5 | 0 | 0 | 0 | 0 | 67.5 | 67.5 | 67.5 | 67.5 | 67.5 |  |  |  | 20 | 60 | 60 | 60 | 60 | 60 |  |  |  | 0% | 85% | 85% | 85% | 85% | 85% | NORT BIOMASS 2018
| 41 | SOUT COAL STEAM TURBINE 2026 | SouthWest Ghana Group | Coal | Coal Steam Turbine | 0 | 0 | 0 | 0 | 0 | 31.6277 | 69.047 | 69.047 | 69.047 | 0 | 0 | 0 | 0 | 0 | 3594.0616 | 7846.2444 | 7846.2444 | 7846.2444 | 0 | 0 | 0 | 0 | 0 | 65 | 65 | 65 | 65 | 0 | 0 | 0 | 0 | 0 | 6.034 | 6.034 | 6.034 | 6.034 | 0 | 0 | 0 | 0 | 0 | 28.6501 | 29.1315 | 30.4486 | 31.6724 | [5 empty] | 482.683 | 1053.753 | 1053.753 | 1053.753 | [5 empty] | 85% | 85% | 85% | 85% | SOUT COAL STEAM TURBINE 2026
| 45 | SOUT COMBINED CYCLE 2019 | SouthEast Ghana Group | Oil/Gas | Oil/Gas Combined Cycle | 0 | 0 | 0 | 0 | 0 | 0 | 0 | 0 | 66.3241 | 0 | 0 | 0 | 0 | 0 | 0 | 0 | 0 | 9148.1556 | 0 | 0 | 0 | 0 | 0 | 0 | 0 | 0 | 15 | 0 | 0 | 0 | 0 | 0 | 0 | 0 | 0 | 3.48 | 0 | 0 | 0 | 0 | 0 | 0 | 0 | 0 | 82.5313 | 0 | 0 | 0 | 0 | 0 | 0 | 0 | 0 | 1160.34 | 0% | 0% | 0% | 0% | 0% | 0% | 0% | 0% | 90% | SOUT COMBINED CYCLE 2019
| 54 | ASHA INTERRUPTIBLE 2016 | Ashanti Group | Interruptible | Interruptible | 0 | 0 | 0 | 0 | 0 | 0 | 0 | 0 | 0 | 0 | 0 | 0 | 0 | 0 | 0 | 0 | 0 | 0 | 0 | 0 | 0 | 0 | 0 | 0 | 0 | 0 | 0 | 0 | 0 | 0 | 0 | 0 | 0 | 0 | 0 | 0 | 0 | 0 | 0 | 0 | 0 | 0 | 0 | 0 | 0 | 129.301 | 217.102 | [7 empty] | 0% | 0% | [7 empty] | ASHA INTERRUPTIBLE 2016
| 62 | SOUT NUCLEAR 2030 | SouthWest Ghana Group | Uranium | Nuclear | 0 | 0 | 0 | 0 | 0 | 0 | 0 | 85.7166 | 85.7166 | 0 | 0 | 0 | 0 | 0 | 0 | 0 | 8322 | 8322 | 0 | 0 | 0 | 0 | 0 | 0 | 0 | 100 | 100 | 0 | 0 | 0 | 0 | 0 | 0 | 0 | 2.3 | 2.3 | 0 | 0 | 0 | 0 | 0 | 0 | 0 | 13.184 | 13.184 | 0 | 0 | 0 | 0 | 0 | 0 | 0 | 1000 | 1000 | 0% | 0% | 0% | 0% | 0% | 0% | 0% | 95% | 95% | SOUT NUCLEAR 2030
| 63 | ASHA SOLAR PV 2020 | Ashanti Group | Sun | Solar PV | 0 | 0 | 0 | 0 | 0 | 0 | 0 | 0 | 0 | 0 | 0 | 0 | 0 | 12.6751 | 12.6751 | 12.6751 | 12.6751 | 12.6751 | 0 | 0 | 0 | 0 | 24.8 | 24.8 | 24.8 | 24.8 | 24.8 | 0 | 0 | 0 | 0 | 0 | 0 | 0 | 0 | 0 | 0 | 0 | 0 | 0 | 0 | 0 | 0 | 0 | 0 | 0 | 0 | 0 | 0 | 10 | 10 | 10 | 10 | 10 | 0% | 0% | 0% | 0% | 14.47% | 14.47% | 14.47% | 14.47% | 14.47% | ASHA SOLAR PV 2020
| 64 | ASHA SOLAR PV 2026 | Ashanti Group | Sun | Solar PV | 0 | 0 | 0 | 0 | 0 | 0 | 0 | 0 | 0 | 0 | 0 | 0 | 0 | 0 | 12.6751 | 38.0252 | 38.0252 | 38.0252 | 0 | 0 | 0 | 0 | 0 | 24.8 | 24.8 | 24.8 | 24.8 | 0 | 0 | 0 | 0 | 0 | 0 | 0 | 0 | 0 | 0 | 0 | 0 | 0 | 0 | 0 | 0 | 0 | 0 | 0 | 0 | 0 | 0 | 0 | 10 | 30 | 30 | 30 | 0% | 0% | 0% | 0% | 0% | 14.47% | 14.47% | 14.47% | 14.47% | ASHA SOLAR PV 2026
| 65 | ASHA SOLAR PV 2035 | Ashanti Group | Sun | Solar PV | 0 | 0 | 0 | 0 | 0 | 0 | 0 | 0 | 0 | 0 | 0 | 0 | 0 | 0 | 0 | 0 | 12.6751 | 69.7128 | 0 | 0 | 0 | 0 | 0 | 0 | 0 | 25 | 25 | 0 | 0 | 0 | 0 | 0 | 0 | 0 | 0 | 0 | 0 | 0 | 0 | 0 | 0 | 0 | 0 | 0 | 0 | 0 | 0 | 0 | 0 | 0 | 0 | 0 | 10 | 55 | 0% | 0% | 0% | 0% | 0% | 0% | 0% | 14.47% | 14.47% | ASHA SOLAR PV 2035
| 66 | SOUT SOLAR PV 2020 | SouthWest Ghana Group | Sun | Solar PV | 0 | 0 | 0 | 0 | 0 | 0 | 0 | 0 | 0 | 0 | 0 | 0 | 0 | 12.6751 | 12.6751 | 12.6751 | 12.6751 | 12.6751 | 0 | 0 | 0 | 0 | 24.8 | 24.8 | 24.8 | 24.8 | 24.8 | 0 | 0 | 0 | 0 | 0 | 0 | 0 | 0 | 0 | 0 | 0 | 0 | 0 | 0 | 0 | 0 | 0 | 0 | 0 | 0 | 0 | 0 | 10 | 10 | 10 | 10 | 10 | 0% | 0% | 0% | 0% | 14.47% | 14.47% | 14.47% | 14.47% | 14.47% | SOUT SOLAR PV 2020
| 67 | SOUT SOLAR PV 2026 | SouthWest Ghana Group | Sun | Solar PV | 0 | 0 | 0 | 0 | 0 | 0 | 0 | 0 | 0 | 0 | 0 | 0 | 0 | 0 | 12.6751 | 25.3501 | 25.3501 | 25.3501 | 0 | 0 | 0 | 0 | 0 | 24.8 | 24.8 | 24.8 | 24.8 | 0 | 0 | 0 | 0 | 0 | 0 | 0 | 0 | 0 | 0 | 0 | 0 | 0 | 0 | 0 | 0 | 0 | 0 | [5 empty] | 10 | 20 | 20 | 20 | [5 empty] | 14.47% | 14.47% | 14.47% | 14.47% | SOUT SOLAR PV 2026
| 68 | SOUT SOLAR PV 2035 | SouthWest Ghana Group | Sun | Solar PV | 0 | 0 | 0 | 0 | 0 | 0 | 0 | 0 | 0 | 0 | 0 | 0 | 0 | 0 | 0 | 0 | 12.6751 | 57.0377 | 0 | 0 | 0 | 0 | 0 | 0 | 0 | 25 | 25 | 0 | 0 | 0 | 0 | 0 | 0 | 0 | 0 | 0 | 0 | 0 | 0 | 0 | 0 | 0 | 0 | 0 | 0 | 0 | 0 | 0 | 0 | 0 | 0 | 0 | 10 | 45 | 0% | 0% | 0% | 0% | 0% | 0% | 0% | 14.47% | 14.47% | SOUT SOLAR PV 2035
| 69 | NORT SOLAR PV 2018 | Northern Ghana Group | Sun | Solar PV | 0 | 0 | 0 | 0 | 0 | 0 | 0 | 0 | 0 | 0 | 0 | 67.5263 | 67.5263 | 67.5263 | 67.5263 | 67.5263 | 67.5263 | 67.5263 | 0 | 0 | 24.8 | 24.8 | 24.8 | 24.8 | 24.8 | 24.8 | 24.8 | 0 | 0 | 0 | 0 | 0 | 0 | 0 | 0 | 0 | 0 | 0 | 0 | 0 | 0 | 0 | 0 | 0 | 0 |  |  | 47.1565 | 47.1565 | 47.1565 | 47.1565 | 47.1565 | 47.1565 | 47.1565 |  |  | 16.35% | 16.35% | 16.35% | 16.35% | 16.35% | 16.35% | 16.35% | NORT SOLAR PV 2018
| 70 | NORT SOLAR PV 2020 | Northern Ghana Group | Sun | Solar PV | 0 | 0 | 0 | 0 | 0 | 0 | 0 | 0 | 0 | 0 | 0 | 0 | 0 | 143.1961 | 143.1961 | 143.1961 | 143.1961 | 143.1961 | 0 | 0 | 0 | 0 | 24.8 | 24.8 | 24.8 | 24.8 | 24.8 | 0 | 0 | 0 | 0 | 0 | 0 | 0 | 0 | 0 | 0 | 0 | 0 | 0 | 0 | 0 | 0 | 0 | 0 | 0 | 0 | 0 | 0 | 100 | 100 | 100 | 100 | 100 | 0% | 0% | 0% | 0% | 16.35% | 16.35% | 16.35% | 16.35% | 16.35% | NORT SOLAR PV 2020
| 71 | NORT SOLAR PV 2023 | Northern Ghana Group | Sun | Solar PV | 0 | 0 | 0 | 0 | 0 | 0 | 0 | 0 | 0 | 0 | 0 | 0 | 0 | 71.598 | 143.1961 | 143.1961 | 143.1961 | 143.1961 | 0 | 0 | 0 | 0 | 24.8 | 24.8 | 24.8 | 24.8 | 24.8 | 0 | 0 | 0 | 0 | 0 | 0 | 0 | 0 | 0 | 0 | 0 | 0 | 0 | 0 | 0 | 0 | 0 | 0 | 0 | 0 | 0 | 0 | 50 | 100 | 100 | 100 | 100 | 0% | 0% | 0% | 0% | 16.35% | 16.35% | 16.35% | 16.35% | 16.35% | NORT SOLAR PV 2023
| 72 | NORT SOLAR PV 2026 | Northern Ghana Group | Sun | Solar PV | 0 | 0 | 0 | 0 | 0 | 0 | 0 | 0 | 0 | 0 | 0 | 0 | 0 | 0 | 71.598 | 214.7941 | 214.7941 | 214.7941 | 0 | 0 | 0 | 0 | 0 | 24.8 | 24.8 | 24.8 | 24.8 | 0 | 0 | 0 | 0 | 0 | 0 | 0 | 0 | 0 | 0 | 0 | 0 | 0 | 0 | 0 | 0 | 0 | 0 | 0 | 0 | 0 | 0 | 0 | 50 | 150 | 150 | 150 | 0% | 0% | 0% | 0% | 0% | 16.35% | 16.35% | 16.35% | 16.35% | NORT SOLAR PV 2026
| 73 | NORT SOLAR PV 2030 | Northern Ghana Group | Sun | Solar PV | 0 | 0 | 0 | 0 | 0 | 0 | 0 | 0 | 0 | 0 | 0 | 0 | 0 | 0 | 0 | 35.799 | 178.9951 | 178.9951 | 0 | 0 | 0 | 0 | 0 | 0 | 24.8 | 24.8 | 24.8 | 0 | 0 | 0 | 0 | 0 | 0 | 0 | 0 | 0 | 0 | 0 | 0 | 0 | 0 | 0 | 0 | 0 | 0 | 0 | 0 | 0 | 0 | 0 | 0 | 25 | 125 | 125 | 0% | 0% | 0% | 0% | 0% | 0% | 16.35% | 16.35% | 16.35% | NORT SOLAR PV 2030
| 74 | NORT SOLAR PV 2035 | Northern Ghana Group | Sun | Solar PV | 0 | 0 | 0 | 0 | 0 | 0 | 0 | 0 | 0 | 0 | 0 | 0 | 0 | 0 | 0 | 0 | 71.598 | 429.5883 | 0 | 0 | 0 | 0 | 0 | 0 | 0 | 24.8 | 24.8 | 0 | 0 | 0 | 0 | 0 | 0 | 0 | 0 | 0 | 0 | 0 | 0 | 0 | 0 | 0 | 0 | 0 | 0 | 0 | 0 | 0 | 0 | 0 | 0 | 0 | 50 | 300 | 0% | 0% | 0% | 0% | 0% | 0% | 0% | 16.35% | 16.35% | NORT SOLAR PV 2035
| 76 | SOUT SOLAR PV 2020 | SouthEast Ghana Group | Sun | Solar PV | 0 | 0 | 0 | 0 | 0 | 0 | 0 | 0 | 0 | 0 | 0 | 0 | 0 | 63.3753 | 63.3753 | 63.3753 | 63.3753 | 63.3753 | 0 | 0 | 0 | 0 | 24.8 | 24.8 | 24.8 | 24.8 | 24.8 | 0 | 0 | 0 | 0 | 0 | 0 | 0 | 0 | 0 | 0 | 0 | 0 | 0 | 0 | 0 | 0 | 0 | 0 | 0 | 0 | 0 | 0 | 50 | 50 | 50 | 50 | 50 | 0% | 0% | 0% | 0% | 14.47% | 14.47% | 14.47% | 14.47% | 14.47% | SOUT SOLAR PV 2020
| 77 | SOUT SOLAR PV 2026 | SouthEast Ghana Group | Sun | Solar PV | 0 | 0 | 0 | 0 | 0 | 0 | 0 | 0 | 0 | 0 | 0 | 0 | 0 | 0 | 31.6876 | 221.8134 | 221.8134 | 221.8134 | 0 | 0 | 0 | 0 | 0 | 24.8 | 24.8 | 24.8 | 24.8 | 0 | 0 | 0 | 0 | 0 | 0 | 0 | 0 | 0 | 0 | 0 | 0 | 0 | 0 | 0 | 0 | 0 | 0 | 0 | 0 | 0 | 0 | 0 | 25 | 175 | 175 | 175 | 0% | 0% | 0% | 0% | 0% | 14.47% | 14.47% | 14.47% | 14.47% | SOUT SOLAR PV 2026
| 78 | SOUT SOLAR PV 2035 | SouthEast Ghana Group | Sun | Solar PV | 0 | 0 | 0 | 0 | 0 | 0 | 0 | 0 | 0 | 0 | 0 | 0 | 0 | 0 | 0 | 0 | 63.3753 | 285.1886 | 0 | 0 | 0 | 0 | 0 | 0 | 0 | 25 | 25 | 0 | 0 | 0 | 0 | 0 | 0 | 0 | 0 | 0 | 0 | 0 | 0 | 0 | 0 | 0 | 0 | 0 | 0 | 0 | 0 | 0 | 0 | 0 | 0 | 0 | 50 | 225 | 0% | 0% | 0% | 0% | 0% | 0% | 0% | 14.47% | 14.47% | SOUT SOLAR PV 2035
| 80 | SOUT SOLAR PV 2020 | SouthWest Ghana Group | Sun | Solar PV | 0 | 0 | 0 | 0 | 0 | 0 | 0 | 0 | 0 | 0 | 0 | 0 | 0 | 6.5372 | 44.5624 | 44.5624 | 44.5624 | 44.5624 | 0 | 0 | 0 | 0 | 24.8 | 24.8 | 24.8 | 24.8 | 24.8 | 0 | 0 | 0 | 0 | 0 | 0 | 0 | 0 | 0 | 0 | 0 | 0 | 0 | 0 | 0 | 0 | 0 | 0 | 0 | 0 | 0 | 0 | 5.1576 | 35.1576 | 35.1576 | 35.1576 | 35.1576 | 0% | 0% | 0% | 0% | 14.47% | 14.47% | 14.47% | 14.47% | 14.47% | SOUT SOLAR PV 2020
| 81 | SOUT SOLAR PV 2026 | SouthWest Ghana Group | Sun | Solar PV | 0 | 0 | 0 | 0 | 0 | 0 | 0 | 0 | 0 | 0 | 0 | 0 | 0 | 0 | 25.3501 | 126.7505 | 126.7505 | 126.7505 | 0 | 0 | 0 | 0 | 0 | 24.8 | 24.8 | 24.8 | 24.8 | 0 | 0 | 0 | 0 | 0 | 0 | 0 | 0 | 0 | 0 | 0 | 0 | 0 | 0 | 0 | 0 | 0 | 0 | 0 | 0 | 0 | 0 | 0 | 20 | 100 | 100 | 100 | 0% | 0% | 0% | 0% | 0% | 14.47% | 14.47% | 14.47% | 14.47% | SOUT SOLAR PV 2026
| 82 | SOUT SOLAR PV 2035 | SouthWest Ghana Group | Sun | Solar PV | 0 | 0 | 0 | 0 | 0 | 0 | 0 | 0 | 0 | 0 | 0 | 0 | 0 | 0 | 0 | 0 | 12.6751 | 152.1006 | 0 | 0 | 0 | 0 | 0 | 0 | 0 | 25 | 25 | 0 | 0 | 0 | 0 | 0 | 0 | 0 | 0 | 0 | 0 | 0 | 0 | 0 | 0 | 0 | 0 | 0 | 0 | 0 | 0 | 0 | 0 | 0 | 0 | 0 | 10 | 120 | 0% | 0% | 0% | 0% | 0% | 0% | 0% | 14.47% | 14.47% | SOUT SOLAR PV 2035
| 84 | SOUT SOLAR PV 2026 | SouthEast Ghana Group | Sun | Solar PV | 0 | 0 | 0 | 0 | 0 | 0 | 0 | 0 | 0 | 0 | 0 | 0 | 0 | 0 | 12.6751 | 25.3501 | 25.3501 | 25.3501 | 0 | 0 | 0 | 0 | 0 | 24.8 | 24.8 | 24.8 | 24.8 | 0 | 0 | 0 | 0 | 0 | 0 | 0 | 0 | 0 | 0 | 0 | 0 | 0 | 0 | 0 | 0 | 0 | 0 | 0 | 0 | 0 | 0 | 0 | 10 | 20 | 20 | 20 | 0% | 0% | 0% | 0% | 0% | 14.47% | 14.47% | 14.47% | 14.47% | SOUT SOLAR PV 2026
| 85 | SOUT SOLAR PV 2035 | SouthEast Ghana Group | Sun | Solar PV | 0 | 0 | 0 | 0 | 0 | 0 | 0 | 0 | 0 | 0 | 0 | 0 | 0 | 0 | 0 | 0 | 12.6751 | 38.0252 | 0 | 0 | 0 | 0 | 0 | 0 | 0 | 25 | 25 | 0 | 0 | 0 | 0 | 0 | 0 | 0 | 0 | 0 | 0 | 0 | 0 | 0 | 0 | 0 | 0 | 0 | 0 | 0 | 0 | 0 | 0 | 0 | 0 | 0 | 10 | 30 | 0% | 0% | 0% | 0% | 0% | 0% | 0% | 14.47% | 14.47% | SOUT SOLAR PV 2035
| 87 | ASHA SOLAR PV WITH STORAGE 2026 | Ashanti Group | Sun + storage | Solar PV + Storage | 0 | 0 | 0 | 0 | 0 | 0 | 0 | 0 | 0 | 0 | 0 | 0 | 0 | 0 | 0 | 12.675 | 12.675 | 12.675 | 0 | 0 | 0 | 0 | 0 | 0 | 28 | 28 | 28 | 0 | 0 | 0 | 0 | 0 | 0 | 0 | 0 | 0 | 0 | 0 | 0 | 0 | 0 | 0 | 0 | 0 | 0 | 0 | 0 | 0 | 0 | 0 | 0 | 10 | 10 | 10 | 0% | 0% | 0% | 0% | 0% | 0% | 14.47% | 14.47% | 14.47% | ASHA SOLAR PV WITH STORAGE 2026
| 93 | NORT SOLAR PV WITH STORAGE 2026 | Northern Ghana Group | Sun + storage | Solar PV + Storage | 0 | 0 | 0 | 0 | 0 | 0 | 0 | 0 | 0 | 0 | 0 | 0 | 0 | 0 | 0 | 63.3752 | 63.3752 | 63.3752 | 0 | 0 | 0 | 0 | 0 | 0 | 28 | 28 | 28 | 0 | 0 | 0 | 0 | 0 | 0 | 0 | 0 | 0 | 0 | 0 | 0 | 0 | 0 | 0 | 0 | 0 | 0 | 0 | 0 | 0 | 0 | 0 | 0 | 50 | 50 | 50 | 0% | 0% | 0% | 0% | 0% | 0% | 14.47% | 14.47% | 14.47% | NORT SOLAR PV WITH STORAGE 2026
| 104 | SOUT WIND TURBINE 2020 | SouthEast Ghana Group | Wind | Wind | 0 | 0 | 0 | 0 | 0 | 0 | 0 | 0 | 0 | 0 | 0 | 0 | 175.1525 | 350.305 | 525.4575 | 525.4575 | 525.4575 | 525.4575 | 0 | 0 | 0 | 46.71 | 46.71 | 46.71 | 46.71 | 46.71 | 46.71 | 0 | 0 | 0 | 0 | 0 | 0 | 0 | 0 | 0 | 0 | 0 | 0 | 0 | 0 | 0 | 0 | 0 | 0 | 0 | 0 | 0 | 75 | 150 | 225 | 225 | 225 | 225 | 0% | 0% | 0% | 26.66% | 26.66% | 26.66% | 26.66% | 26.66% | 26.66% | SOUT WIND TURBINE 2020
| 105 | SOUT WIND TURBINE 2026 | SouthEast Ghana Group | Wind | Wind | 0 | 0 | 0 | 0 | 0 | 0 | 0 | 0 | 0 | 0 | 0 | 0 | 0 | 0 | 175.1525 | 408.6892 | 525.4575 | 525.4575 | 0 | 0 | 0 | 0 | 0 | 46.71 | 46.71 | 46.71 | 46.71 | 0 | 0 | 0 | 0 | 0 | 0 | 0 | 0 | 0 | 0 | 0 | 0 | 0 | 0 | 0 | 0 | 0 | 0 | 0 | 0 | 0 | 0 | 0 | 75 | 175 | 225 | 225 | 0% | 0% | 0% | 0% | 0% | 26.66% | 26.66% | 26.66% | 26.66% | SOUT WIND TURBINE 2026
| 106 | SOUT WIND TURBINE 2035 | SouthEast Ghana Group | Wind | Wind | 0 | 0 | 0 | 0 | 0 | 0 | 0 | 0 | 0 | 0 | 0 | 0 | 0 | 0 | 0 | 0 | 233.5367 | 233.5367 | 0 | 0 | 0 | 0 | 0 | 0 | 0 | 47 | 47 | 0 | 0 | 0 | 0 | 0 | 0 | 0 | 0 | 0 | 0 | 0 | 0 | 0 | 0 | 0 | 0 | 0 | 0 | 0 | 0 | 0 | 0 | 0 | 0 | 0 | 100 | 100 | 0% | 0% | 0% | 0% | 0% | 0% | 0% | 26.66% | 26.66% | SOUT WIND TURBINE 2035
[6 empty] | 0 | 0 | 0 | 0 | 0 | 0 | 0 |  |  | 0 | 0 | 0 | 0 | 0 | 0 | 0 |  |  | 0 | 0 | 0 | 0 | 0 | 0 | 0 |  |  | 0 | 0 | 0 | 0 | 0 | 0 | 0 |  |  | 0 | 0 | 0 | 0 | 0 | 0 | 0 |  |  | 0 | 0 | 0 | 0 | 0 | 0 | 0 |  |  | 0 | 0 | 0 | 0 | 0 | 0 | 0

## HighRECapCost
Bck to Contents | [77 empty] | 90.91% | 82.64% | 75.13% | 68.3% | 56.45% | 42.41% | 31.86% | 19.78% | 12.28% | Cap Cost NPV |  | Cap Cost -- no NPV
|  | Plant Name |  |  |  | FUEL CONSUMPTION | [8 empty] | GENERATION | [8 empty] | FOM (USD/kW-yr | [8 empty] | VOM (USD/MWh) | [8 empty] | Fuel Cost (USD/MWh) | [8 empty] | Available Capacity | [8 empty] | Capacity Factors | [8 empty] | Total Capital Cost | [8 empty] | Total Capital Cost (NPV) | [8 empty] | 1520.8441 | 3829.5582 | 2867.0397 | 13208.321 | Unplanned? | Plant Name
| UnitID |  | Model Region | Fuel Type | Capacity Type | 2017 | 2018 | 2019 | 2020 | 2023 | 2026 | 2030 | 2035 | 2040 | 2017 | 2018 | 2019 | 2020 | 2023 | 2026 | 2030 | 2035 | 2040 | 2017 | 2018 | 2019 | 2020 | 2023 | 2026 | 2030 | 2035 | 2040 | 2017 | 2018 | 2019 | 2020 | 2023 | 2026 | 2030 | 2035 | 2040 | 2017 | 2018 | 2019 | 2020 | 2023 | 2026 | 2030 | 2035 | 2040 | 2017 | 2018 | 2019 | 2020 | 2023 | 2026 | 2030 | 2035 | 2040 | 2017 | 2018 | 2019 | 2020 | 2023 | 2026 | 2030 | 2035 | 2040 | 2017 | 2018 | 2019 | 2020 | 2023 | 2026 | 2030 | 2035 | 2040 | 2017 | 2018 | 2019 | 2020 | 2023 | 2026 | 2030 | 2035 | 2040 | 10-year | 20-year | 10-year | 20-year
| 1 | CENIT | SouthEast Ghana Group | Oil | Oil Combustion | 0 | 0 | 0 | 0 | 0 | 0 | 0 | 0 | 0 | 0 | 0 | 0 | 0 | 0 | 0 | 0 | 0 | 0 | 11.83 | 11.83 | 11.83 | 11.83 | 11.83 | 11.83 | 11.83 | 0 | 0 | 0 | 0 | 0 | 0 | 0 | 0 | 0 | 0 | 0 | 0 | 0 | 0 | 0 | 0 | 0 | 0 | 0 | 0 | 100 | 100 | 100 | 100 | 100 | 100 | 100 | 0 | 0 | 0% | 0% | 0% | 0% | 0% | 0% | 0% | 0% | 0% | [9 empty] | 0 | 0 | 0 | 0 | 0 | 0 | 0 | 0 | 0 | 0 | 0 | 0 | 0 | Existing & Under Const. Plant
| 2 | Trojan 2B | SouthEast Ghana Group | Oil | Oil Combustion | 0.26958 | 0 | 0 | 0 | 0 | 0 | 0 | 0 | 0 | 31.941 | 0 | 0 | 0 | 0 | 0 | 0 | 0 | 0 | 34 | 34 | 34 | 34 | 0 | 0 | 0 | 0 | 0 | 5.5 | 0 | 0 | 0 | 0 | 0 | 0 | 0 | 0 | 97.9957 | 0 | 0 | 0 | 0 | 0 | 0 | 0 | 0 | 16.25 | 16.25 | 16.25 | 16.25 | 0 | 0 | 0 | 0 | 0 | 22.44% | 0% | 0% | 0% | 0% | 0% | 0% | 0% | 0% | [9 empty] | 0 | 0 | 0 | 0 | 0 | 0 | 0 | 0 | 0 | 0 | 0 | 0 | 0 | Existing & Under Const. Plant
| 3 | Trojan 2A | Ashanti Group | Oil | Oil Combustion | 0.26958 | 0 | 0 | 0 | 0 | 0 | 0 | 0 | 0 | 31.941 | 0 | 0 | 0 | 0 | 0 | 0 | 0 | 0 | 34 | 34 | 34 | 34 | 0 | 0 | 0 | 0 | 0 | 5.5 | 0 | 0 | 0 | 0 | 0 | 0 | 0 | 0 | 108.8196 | 0 | 0 | 0 | 0 | 0 | 0 | 0 | 0 | 16.25 | 16.25 | 16.25 | 16.25 | 0 | 0 | 0 | 0 | 0 | 22.44% | 0% | 0% | 0% | 0% | 0% | 0% | 0% | 0% | [9 empty] | 0 | 0 | 0 | 0 | 0 | 0 | 0 | 0 | 0 | 0 | 0 | 0 | 0 | Existing & Under Const. Plant
| 4 | GP Tarkwa Plant | SouthWest Ghana Group | Oil | Oil Combustion | 0 | 0 | 0 | 0 | 0 | 0 | 0 | 0 | 0 | 0 | 0 | 0 | 0 | 0 | 0 | 0 | 0 | 0 | 17.5 | 17.5 | 17.5 | 17.5 | 17.5 | 17.5 | 17.5 | 17.5 | 17.5 | 0 | 0 | 0 | 0 | 0 | 0 | 0 | 0 | 0 | 0 | 0 | 0 | 0 | 0 | 0 | 0 | 0 | 0 | 33 | 33 | 33 | 33 | 33 | 33 | 33 | 33 | 33 | 0% | 0% | 0% | 0% | 0% | 0% | 0% | 0% | 0% | [9 empty] | 0 | 0 | 0 | 0 | 0 | 0 | 0 | 0 | 0 | 0 | 0 | 0 | 0 | Existing & Under Const. Plant
| 5 | GP Chirano Plant | SouthWest Ghana Group | Oil | Oil Combustion | 0 | 0 | 0 | 0 | 0 | 0 | 0 | 0 | 0 | 0 | 0 | 0 | 0 | 0 | 0 | 0 | 0 | 0 | 17.5 | 17.5 | 17.5 | 17.5 | 17.5 | 17.5 | 17.5 | 17.5 | 17.5 | 0 | 0 | 0 | 0 | 0 | 0 | 0 | 0 | 0 | 0 | 0 | 0 | 0 | 0 | 0 | 0 | 0 | 0 | 30 | 30 | 30 | 30 | 30 | 30 | 30 | 30 | 30 | 0% | 0% | 0% | 0% | 0% | 0% | 0% | 0% | 0% | [9 empty] | 0 | 0 | 0 | 0 | 0 | 0 | 0 | 0 | 0 | 0 | 0 | 0 | 0 | Existing & Under Const. Plant
| 6 | GP Darmang Plant | SouthWest Ghana Group | Oil | Oil Combustion | 0 | 0 | 0 | 0 | 0 | 0 | 0 | 0 | 0 | 0 | 0 | 0 | 0 | 0 | 0 | 0 | 0 | 0 | 17.5 | 17.5 | 17.5 | 17.5 | 17.5 | 17.5 | 17.5 | 17.5 | 17.5 | 0 | 0 | 0 | 0 | 0 | 0 | 0 | 0 | 0 | 0 | 0 | 0 | 0 | 0 | 0 | 0 | 0 | 0 | 25.5 | 25.5 | 25.5 | 25.5 | 25.5 | 25.5 | 25.5 | 25.5 | 25.5 | 0% | 0% | 0% | 0% | 0% | 0% | 0% | 0% | 0% | [9 empty] | 0 | 0 | 0 | 0 | 0 | 0 | 0 | 0 | 0 | 0 | 0 | 0 | 0 | Existing & Under Const. Plant
| 7 | SAPP 2 | SouthEast Ghana Group | Oil/Gas | Oil/Gas Combined Cycle | 9.6772 | 22.9398 | 14.6048 | 7.7484 | 23.5117 | 23.5117 | 23.5117 | 23.5117 | 23.4673 | 1240.6693 | 2941.0061 | 1872.4164 | 993.3857 | 3014.3159 | 3014.316 | 3014.316 | 3014.316 | 3008.6256 | 16 | 16 | 16 | 16 | 16 | 16 | 16 | 16 | 16 | 3.5 | 3.5 | 3.5 | 3.5 | 3.5 | 3.5 | 3.5 | 3.5 | 3.5 | 70.9165 | 62.6503 | 64.8913 | 64.7653 | 65.8788 | 72.8632 | 67.9558 | 72.3669 | 84.9912 | 370 | 370 | 370 | 370 | 370 | 370 | 370 | 370 | 370 | 38.28% | 90.74% | 57.77% | 30.65% | 93% | 93% | 93% | 93% | 92.82% | [9 empty] | 0 | 0 | 0 | 0 | 0 | 0 | 0 | 0 | 0 | 0 | 0 | 0 | 0 | Existing & Under Const. Plant
| 8 | Cenpower | SouthEast Ghana Group | Oil/Gas | Oil/Gas Combined Cycle | 0 | 0.10559 | 3.8158 | 0 | 21.6884 | 21.6884 | 21.6884 | 19.6976 | 19.6189 | 0 | 13.4856 | 487.3369 | 0 | 2769.9119 | 2769.9116 | 2769.9118 | 2515.6628 | 2505.6081 | 0 | 16 | 16 | 16 | 16 | 16 | 16 | 16 | 16 | 0 | 3.5 | 3.5 | 0 | 3.5 | 3.5 | 3.5 | 3.5 | 3.5 | 0 | 64.3626 | 65.1409 | 0 | 69.1391 | 72.6091 | 67.0572 | 77.1366 | 83.3584 | 0 | 340 | 340 | 340 | 340 | 340 | 340 | 340 | 340 | 0% | 0.4528% | 16.36% | 0% | 93% | 93% | 93% | 84.46% | 84.13% | [9 empty] | 0 | 0 | 0 | 0 | 0 | 0 | 0 | 0 | 0 | 0 | 0 | 0 | 0 | Existing & Under Const. Plant
| 9 | KarpowerShip 1 | SouthEast Ghana Group | Oil/Gas | Oil/Gas Combined Cycle | 14.837 | 0 | 0 | 0 | 0 | 0 | 0 | 0 | 0 | 1942.0128 | 0 | 0 | 0 | 0 | 0 | 0 | 0 | 0 | 177.828 | 0 | 0 | 0 | 0 | 0 | 0 | 0 | 0 | 3.5 | 0 | 0 | 0 | 0 | 0 | 0 | 0 | 0 | 67.7182 | 0 | 0 | 0 | 0 | 0 | 0 | 0 | 0 | 247 | 0 | 0 | 0 | 0 | 0 | 0 | 0 | 0 | 89.75% | 0% | 0% | 0% | 0% | 0% | 0% | 0% | 0% | [9 empty] | 0 | 0 | 0 | 0 | 0 | 0 | 0 | 0 | 0 | 0 | 0 | 0 | 0 | Existing & Under Const. Plant
| 10 | AKSA | SouthEast Ghana Group | Oil/Gas | Oil/Gas Combined Cycle | 10.1595 | 0 | 2.8574 | 0 | 10.5495 | 1.4297 | 0.39491 | 0.11499 | 7.3608 | 1195.236 | 0 | 336.1653 | 0 | 1241.1198 | 168.1954 | 46.4599 | 13.5286 | 865.9721 | 16 | 16 | 16 | 16 | 16 | 16 | 16 | 16 | 16 | 3.5 | 0 | 3.5 | 0 | 3.5 | 3.5 | 3.5 | 3.5 | 3.5 | 75.3409 | 0 | 70.7149 | 0 | 78.8373 | 68.1039 | 86.2606 | 68.7908 | 93.7263 | 250 | 375 | 375 | 375 | 375 | 375 | 375 | 375 | 375 | 54.58% | 0% | 10.23% | 0% | 37.78% | 5.12% | 1.414% | 0.4118% | 26.36% | [9 empty] | 0 | 0 | 0 | 0 | 0 | 0 | 0 | 0 | 0 | 0 | 0 | 0 | 0 | Existing & Under Const. Plant
| 11 | TAPCO (T1) | SouthWest Ghana Group | Oil/Gas | Oil/Gas Combined Cycle | 11.645 | 17.1872 | 0 | 17.1872 | 17.1872 | 17.1872 | 16.4714 | 6.0525 | 0.52486 | 1496.2081 | 2208.3 | 0 | 2208.3 | 2208.3 | 2208.3002 | 2116.3251 | 777.6544 | 67.4364 | 18.7 | 18.7 | 18.7 | 18.7 | 18.7 | 18.7 | 18.7 | 18.7 | 18.7 | 5 | 5 | 0 | 5 | 5 | 5 | 5 | 5 | 5 | 57.8919 | 62.3154 | 0 | 64.6242 | 61.2801 | 62.3592 | 63.0192 | 62.5775 | 61.5635 | 305 | 305 | 305 | 305 | 305 | 305 | 305 | 305 | 305 | 56% | 82.65% | 0% | 82.65% | 82.65% | 82.65% | 79.21% | 29.11% | 2.524% | [9 empty] | 0 | 0 | 0 | 0 | 0 | 0 | 0 | 0 | 0 | 0 | 0 | 0 | 0 | Existing & Under Const. Plant
| 12 | TICO (T2) | SouthWest Ghana Group | Oil/Gas | Oil/Gas Combined Cycle | 17.7346 | 17.7346 | 9.5854 | 17.7346 | 17.7346 | 17.7346 | 17.7346 | 17.7346 | 5.6913 | 2382.7199 | 2382.72 | 1287.8378 | 2382.72 | 2382.72 | 2382.72 | 2382.72 | 2382.72 | 764.6455 | 30.94 | 30.94 | 30.94 | 30.94 | 30.94 | 30.94 | 30.94 | 30.94 | 30.94 | 4.9 | 4.9 | 4.9 | 4.9 | 4.9 | 4.9 | 4.9 | 4.9 | 4.9 | 55.8348 | 59.5931 | 61.9213 | 61.8011 | 58.603 | 59.635 | 60.2662 | 59.8438 | 58.8741 | 320 | 320 | 320 | 320 | 320 | 320 | 320 | 320 | 320 | 85% | 85% | 45.94% | 85% | 85% | 85% | 85% | 85% | 27.28% | [9 empty] | 0 | 0 | 0 | 0 | 0 | 0 | 0 | 0 | 0 | 0 | 0 | 0 | 0 | Existing & Under Const. Plant
| 13 | Amandi | SouthWest Ghana Group | Oil/Gas | Oil/Gas Combined Cycle | 0 | 0 | 8.0946 | 1.8706 | 12.0103 | 9.3872 | 6.1088 | 0.44395 | 0.10056 | 0 | 0 | 987.1488 | 228.1177 | 1464.672 | 1144.7772 | 744.9729 | 54.1397 | 12.2639 | 0 | 0 | 30.94 | 30.94 | 30.94 | 30.94 | 30.94 | 30.94 | 30.94 | 0 | 0 | 4.9 | 4.9 | 4.9 | 4.9 | 4.9 | 4.9 | 4.9 | 0 | 0 | 68.2191 | 68.0866 | 64.5633 | 65.7003 | 66.3957 | 65.9303 | 64.862 | 0 | 0 | 190 | 190 | 190 | 190 | 190 | 190 | 190 | 0% | 0% | 59.31% | 13.71% | 88% | 68.78% | 44.76% | 3.253% | 0.7368% | [9 empty] | 0 | 0 | 0 | 0 | 0 | 0 | 0 | 0 | 0 | 0 | 0 | 0 | 0 | Existing & Under Const. Plant
| 14 | KarpowerShip 2 | SouthWest Ghana Group | Oil/Gas | Oil/Gas Combined Cycle | 0 | 24.5592 | 31.8841 | 28.6607 | 0 | 0 | 0 | 0 | 0 | 0 | 2884.5639 | 3744.9 | 3366.3042 | 0 | 0 | 0 | 0 | 0 | 0 | 177.828 | 177.828 | 177.828 | 177.828 | 0 | 0 | 0 | 0 | 0 | 3.5 | 3.5 | 3.5 | 0 | 0 | 0 | 0 | 0 | 0 | 68.1682 | 70.8314 | 70.6939 | 0 | 0 | 0 | 0 | 0 | 0 | 450 | 450 | 450 | 450 | 0 | 0 | 0 | 0 | 0% | 73.18% | 95% | 85.4% | 0% | 0% | 0% | 0% | 0% | [9 empty] | 0 | 0 | 0 | 0 | 0 | 0 | 0 | 0 | 0 | 0 | 0 | 0 | 0 | Existing & Under Const. Plant
| 15 | Early Power | SouthEast Ghana Group | Oil/Gas | Oil/Gas Combustion | 0 | 0 | 7.5701 | 23.0656 | 23.0656 | 23.0656 | 23.0656 | 23.0656 | 23.0656 | 0 | 0 | 1009.35 | 3075.417 | 3075.417 | 3075.417 | 3075.417 | 3075.417 | 3075.417 | 0 | 0 | 16 | 16 | 16 | 16 | 16 | 16 | 16 | 0 | 0 | 3.5 | 3.5 | 3.5 | 3.5 | 3.5 | 3.5 | 3.5 | 0 | 0 | 62.3955 | 62.2744 | 64.2451 | 63.5111 | 72.58 | 72.6175 | 83.557 | 0 | 0 | 377.5 | 377.5 | 377.5 | 377.5 | 377.5 | 377.5 | 377.5 | 0% | 0% | 30.52% | 93% | 93% | 93% | 93% | 93% | 93% | [9 empty] | 0 | 0 | 0 | 0 | 0 | 0 | 0 | 0 | 0 | 0 | 0 | 0 | 0 | Existing & Under Const. Plant
| 16 | TT1PP | SouthEast Ghana Group | Oil/Gas | Oil/Gas Combustion | 0 | 0 | 0 | 0 | 0 | 0 | 0 | 0 | 0 | 0 | 0 | 0 | 0 | 0 | 0 | 0 | 0 | 0 | 14.3 | 14.3 | 14.3 | 14.3 | 14.3 | 14.3 | 14.3 | 14.3 | 14.3 | 0 | 0 | 0 | 0 | 0 | 0 | 0 | 0 | 0 | 0 | 0 | 0 | 0 | 0 | 0 | 0 | 0 | 0 | 100 | 100 | 100 | 100 | 100 | 100 | 100 | 100 | 100 | 0% | 0% | 0% | 0% | 0% | 0% | 0% | 0% | 0% | [9 empty] | 0 | 0 | 0 | 0 | 0 | 0 | 0 | 0 | 0 | 0 | 0 | 0 | 0 | Existing & Under Const. Plant
| 17 | KTPP | SouthEast Ghana Group | Oil/Gas | Oil/Gas Combustion | 0.31622 | 0 | 3.046 | 0 | 0 | 0 | 0 | 0 | 0 | 29.0114 | 0 | 279.4459 | 0 | 0 | 0 | 0 | 0 | 0 | 12.3 | 12.3 | 12.3 | 12.3 | 12.3 | 12.3 | 12.3 | 12.3 | 12.3 | 3.5 | 0 | 3.5 | 0 | 0 | 0 | 0 | 0 | 0 | 126.5585 | 0 | 90.6815 | 0 | 0 | 0 | 0 | 0 | 0 | 200 | 200 | 200 | 200 | 200 | 200 | 200 | 200 | 200 | 1.656% | 0% | 15.95% | 0% | 0% | 0% | 0% | 0% | 0% | [9 empty] | 0 | 0 | 0 | 0 | 0 | 0 | 0 | 0 | 0 | 0 | 0 | 0 | 0 | Existing & Under Const. Plant
| 18 | Trojan 1 | SouthEast Ghana Group | Oil/Gas | Oil/Gas Combustion | 0.41408 | 0 | 0 | 0 | 0 | 0 | 0 | 0 | 0 | 49.0614 | 0 | 0 | 0 | 0 | 0 | 0 | 0 | 0 | 34 | 34 | 34 | 34 | 0 | 0 | 0 | 0 | 0 | 5.5 | 0 | 0 | 0 | 0 | 0 | 0 | 0 | 0 | 97.9957 | 0 | 0 | 0 | 0 | 0 | 0 | 0 | 0 | 24.96 | 24.96 | 24.96 | 24.96 | 0 | 0 | 0 | 0 | 0 | 22.44% | 0% | 0% | 0% | 0% | 0% | 0% | 0% | 0% | [9 empty] | 0 | 0 | 0 | 0 | 0 | 0 | 0 | 0 | 0 | 0 | 0 | 0 | 0 | Existing & Under Const. Plant
| 19 | MRP | SouthEast Ghana Group | Oil/Gas | Oil/Gas Combustion | 0 | 0 | 0 | 0 | 0 | 0 | 0 | 0 | 0 | 0 | 0 | 0 | 0 | 0 | 0 | 0 | 0 | 0 | 12.5737 | 12.5737 | 12.5737 | 12.5737 | 12.5737 | 12.5737 | 12.5737 | 12.5737 | 12.5737 | 0 | 0 | 0 | 0 | 0 | 0 | 0 | 0 | 0 | 0 | 0 | 0 | 0 | 0 | 0 | 0 | 0 | 0 | 70 | 70 | 70 | 70 | 70 | 70 | 70 | 70 | 70 | 0% | 0% | 0% | 0% | 0% | 0% | 0% | 0% | 0% | [9 empty] | 0 | 0 | 0 | 0 | 0 | 0 | 0 | 0 | 0 | 0 | 0 | 0 | 0 | Existing & Under Const. Plant
| 20 | Safisana | SouthEast Ghana Group | Biogas | Biogas | 0.010052 | 0.010052 | 0.010052 | 0 | 0.010052 | 0.010052 | 0.010052 | 0.010052 | 0.010052 | 0.7446 | 0.7446 | 0.7446 | 0 | 0.7446 | 0.7446 | 0.7446 | 0.7446 | 0.7446 | 35 | 35 | 35 | 35 | 35 | 35 | 35 | 35 | 35 | 4.2 | 4.2 | 4.2 | 0 | 4.2 | 4.2 | 4.2 | 4.2 | 4.2 | 40.5 | 40.5 | 40.5 | 0 | 40.5 | 40.5 | 40.5 | 40.5 | 40.5 | 0.1 | 0.1 | 0.1 | 0.1 | 0.1 | 0.1 | 0.1 | 0.1 | 0.1 | 85% | 85% | 85% | 0% | 85% | 85% | 85% | 85% | 85% | [9 empty] | 0 | 0 | 0 | 0 | 0 | 0 | 0 | 0 | 0 | 0 | 0 | 0 | 0 | Existing & Under Const. Plant
| 21 | TT2PP | SouthEast Ghana Group | Gas | Gas Combustion Turbine | 0.5098 | 0 | 0 | 0 | 0 | 0 | 0 | 0 | 0 | 52.4484 | 0 | 0 | 0 | 0 | 0 | 0 | 0 | 0 | 12.1007 | 12.1007 | 12.1007 | 12.1007 | 12.1007 | 12.1007 | 12.1007 | 12.1007 | 12.1007 | 4.5 | 0 | 0 | 0 | 0 | 0 | 0 | 0 | 0 | 79.8984 | 0 | 0 | 0 | 0 | 0 | 0 | 0 | 0 | 45 | 45 | 45 | 45 | 45 | 45 | 45 | 45 | 45 | 13.31% | 0% | 0% | 0% | 0% | 0% | 0% | 0% | 0% | [9 empty] | 0 | 0 | 0 | 0 | 0 | 0 | 0 | 0 | 0 | 0 | 0 | 0 | 0 | Existing & Under Const. Plant
| 22 | SAPP 1 | SouthEast Ghana Group | Gas | Gas Combustion Turbine | 3.0298 | 0 | 0 | 0 | 0 | 0 | 0 | 0 | 0.010783 | 324.7329 | 0 | 0 | 0 | 0 | 0 | 0 | 0 | 1.1557 | 11.83 | 11.83 | 11.83 | 11.83 | 11.83 | 11.83 | 11.83 | 11.83 | 11.83 | 4.5 | 0 | 0 | 0 | 0 | 0 | 0 | 0 | 4.5 | 76.6926 | 0 | 0 | 0 | 0 | 0 | 0 | 0 | 99.3156 | 180 | 180 | 180 | 180 | 180 | 180 | 180 | 180 | 180 | 20.59% | 0% | 0% | 0% | 0% | 0% | 0% | 0% | 0.07329% | [9 empty] | 0 | 0 | 0 | 0 | 0 | 0 | 0 | 0 | 0 | 0 | 0 | 0 | 0 | Existing & Under Const. Plant
| 23 | Trojan 3 | SouthEast Ghana Group | Gas | Gas Combustion Turbine | 0 | 0 | 0 | 0 | 0 | 0 | 0 | 0 | 0 | 0 | 0 | 0 | 0 | 0 | 0 | 0 | 0 | 0 | 0 | 34 | 34 | 34 | 0 | 0 | 0 | 0 | 0 | 0 | 0 | 0 | 0 | 0 | 0 | 0 | 0 | 0 | 0 | 0 | 0 | 0 | 0 | 0 | 0 | 0 | 0 | 0 | 49.92 | 49.92 | 49.92 | 0 | 0 | 0 | 0 | 0 | 0% | 0% | 0% | 0% | 0% | 0% | 0% | 0% | 0% | [9 empty] | 0 | 0 | 0 | 0 | 0 | 0 | 0 | 0 | 0 | 0 | 0 | 0 | 0 | Existing & Under Const. Plant
| 24 | Ameri_2016 | SouthWest Ghana Group | Gas | Gas Combustion Turbine | 0.42075 | 0 | 18.427 | 0 | 0 | 0 | 0 | 0 | 0 | 41.4044 | 0 | 1813.32 | 0 | 0 | 0 | 0 | 0 | 0 | 14.54 | 14.54 | 14.54 | 14.54 | 0 | 0 | 0 | 0 | 0 | 5 | 0 | 5 | 0 | 0 | 0 | 0 | 0 | 0 | 74.9854 | 0 | 84.5417 | 0 | 0 | 0 | 0 | 0 | 0 | 230 | 230 | 230 | 230 | 0 | 0 | 0 | 0 | 0 | 2.055% | 0% | 90% | 0% | 0% | 0% | 0% | 0% | 0% | [9 empty] | 0 | 0 | 0 | 0 | 0 | 0 | 0 | 0 | 0 | 0 | 0 | 0 | 0 | Existing & Under Const. Plant
| 25 | Ameri_2021 | SouthWest Ghana Group | Gas | Gas Combustion Turbine | 0 | 0 | 0 | 0 | 0 | 0 | 0 | 0 | 0 | 0 | 0 | 0 | 0 | 0 | 0 | 0 | 0 | 0 | 0 | 0 | 0 | 0 | 14.54 | 14.54 | 14.54 | 14.54 | 14.54 | 0 | 0 | 0 | 0 | 0 | 0 | 0 | 0 | 0 | 0 | 0 | 0 | 0 | 0 | 0 | 0 | 0 | 0 | 0 | 0 | 0 | 0 | 230 | 230 | 230 | 230 | 230 | 0% | 0% | 0% | 0% | 0% | 0% | 0% | 0% | 0% | [9 empty] | 0 | 0 | 0 | 0 | 0 | 0 | 0 | 0 | 0 | 0 | 0 | 0 | 0 | Existing & Under Const. Plant
| 26 | Bui | Northern Ghana Group | Water | Hydro | 0 | 0 | 0 | 0 | 0 | 0 | 0 | 0 | 0 | 669.5862 | 669.5865 | 669.5865 | 669.5868 | 669.5867 | 669.5864 | 669.5859 | 669.5865 | 669.5861 | 27.74 | 27.74 | 27.74 | 27.74 | 27.74 | 27.74 | 27.74 | 27.74 | 27.74 | 1.63 | 1.63 | 1.63 | 1.63 | 1.63 | 1.63 | 1.63 | 1.63 | 1.63 | 0 | 0 | 0 | 0 | 0 | 0 | 0 | 0 | 0 | 330 | 330 | 330 | 330 | 330 | 330 | 330 | 330 | 330 | 23.16% | 23.16% | 23.16% | 23.16% | 23.16% | 23.16% | 23.16% | 23.16% | 23.16% | [9 empty] | 0 | 0 | 0 | 0 | 0 | 0 | 0 | 0 | 0 | 0 | 0 | 0 | 0 | Existing & Under Const. Plant
| 27 | Akosombo | SouthEast Ghana Group | Water | Hydro | 0 | 0 | 0 | 0 | 0 | 0 | 0 | 0 | 0 | 3681.6888 | 3681.6886 | 4016.3897 | 4016.3893 | 4434.7622 | 4434.7618 | 4434.7615 | 4434.7624 | 4434.7619 | 9.16 | 9.16 | 9.16 | 9.16 | 9.16 | 9.16 | 9.16 | 9.16 | 9.16 | 0.98 | 0.98 | 0.98 | 0.98 | 0.98 | 0.98 | 0.98 | 0.98 | 0.98 | 0 | 0 | 0 | 0 | 0 | 0 | 0 | 0 | 0 | 900 | 900 | 900 | 900 | 900 | 900 | 900 | 900 | 900 | 46.7% | 46.7% | 50.94% | 50.94% | 56.25% | 56.25% | 56.25% | 56.25% | 56.25% | [9 empty] | 0 | 0 | 0 | 0 | 0 | 0 | 0 | 0 | 0 | 0 | 0 | 0 | 0 | Existing & Under Const. Plant
| 28 | Kpong | SouthEast Ghana Group | Water | Hydro | 0 | 0 | 0 | 0 | 0 | 0 | 0 | 0 | 0 | 722.7075 | 722.7074 | 788.408 | 788.4082 | 870.534 | 870.534 | 870.5339 | 870.5339 | 870.5341 | 9.16 | 9.16 | 9.16 | 9.16 | 9.16 | 9.16 | 9.16 | 9.16 | 9.16 | 0.98 | 0.98 | 0.98 | 0.98 | 0.98 | 0.98 | 0.98 | 0.98 | 0.98 | 0 | 0 | 0 | 0 | 0 | 0 | 0 | 0 | 0 | 140 | 140 | 140 | 140 | 140 | 140 | 140 | 140 | 140 | 58.93% | 58.93% | 64.29% | 64.29% | 70.98% | 70.98% | 70.98% | 70.98% | 70.98% | [9 empty] | 0 | 0 | 0 | 0 | 0 | 0 | 0 | 0 | 0 | 0 | 0 | 0 | 0 | Existing & Under Const. Plant
| 29 | Cote d'Ivoire Dummy | Cote d'Ivoire | Water | Hydro | 0 | 0 | 0 | 0 | 0 | 0 | 0 | 0 | 0 | 814.68 | 814.6799 | 10 | 814.68 | 814.6805 | 814.6803 | 814.6801 | 814.6806 | 814.6797 | 0 | 0 | 0 | 0 | 0 | 0 | 0 | 0 | 0 | 10 | 10 | 10 | 10 | 10 | 10 | 10 | 10 | 10 | 0 | 0 | 0 | 0 | 0 | 0 | 0 | 0 | 0 | 150 | 150 | 150 | 150 | 150 | 150 | 150 | 150 | 150 | 62% | 62% | 0.761% | 62% | 62% | 62% | 62% | 62% | 62% | [9 empty] | 0 | 0 | 0 | 0 | 0 | 0 | 0 | 0 | 0 | 0 | 0 | 0 | 0 | Existing & Under Const. Plant
| 30 | Burkina Dummy | Burkina Group | Water | Hydro | 0 | 0 | 0 | 0 | 0 | 0 | 0 | 0 | 0 | 0.438 | 0.438 | 0.438 | 0.438 | 4.818 | 4.818 | 4.818 | 4.818 | 4.818 | 0 | 0 | 0 | 0 | 0 | 0 | 0 | 0 | 0 | 10 | 10 | 10 | 10 | 10 | 10 | 10 | 10 | 10 | 0 | 0 | 0 | 0 | 0 | 0 | 0 | 0 | 0 | 10 | 10 | 10 | 10 | 110 | 110 | 110 | 110 | 110 | 0.5% | 0.5% | 0.5% | 0.5% | 0.5% | 0.5% | 0.5% | 0.5% | 0.5% | [9 empty] | 0 | 0 | 0 | 0 | 0 | 0 | 0 | 0 | 0 | 0 | 0 | 0 | 0 | Existing & Under Const. Plant
| 31 | VRA Solar | Northern Ghana Group | Sun | Solar PV | 0 | 0 | 0 | 0 | 0 | 0 | 0 | 0 | 0 | 2.7132 | 2.7132 | 2.7132 | 2.7132 | 2.7132 | 2.7132 | 2.7132 | 2.7132 | 2.7132 | 0 | 0 | 0 | 0 | 0 | 0 | 0 | 0 | 0 | 0 | 0 | 0 | 0 | 0 | 0 | 0 | 0 | 0 | 0 | 0 | 0 | 0 | 0 | 0 | 0 | 0 | 0 | 1.8 | 1.8 | 1.8 | 1.8 | 1.8 | 1.8 | 1.8 | 1.8 | 1.8 | 17.21% | 17.21% | 17.21% | 17.21% | 17.21% | 17.21% | 17.21% | 17.21% | 17.21% | [9 empty] | 0 | 0 | 0 | 0 | 0 | 0 | 0 | 0 | 0 | 0 | 0 | 0 | 0 | Existing & Under Const. Plant
| 32 | BXC Solar | SouthEast Ghana Group | Sun | Solar PV | 0 | 0 | 0 | 0 | 0 | 0 | 0 | 0 | 0 | 24.0159 | 24.0159 | 24.0159 | 24.0159 | 24.0159 | 24.0159 | 24.0159 | 24.0159 | 0 | 0 | 0 | 0 | 0 | 0 | 0 | 0 | 0 | 0 | 0 | 0 | 0 | 0 | 0 | 0 | 0 | 0 | 0 | 0 | 0 | 0 | 0 | 0 | 0 | 0 | 0 | 0 | 18 | 18 | 18 | 18 | 18 | 18 | 18 | 18 | 0 | 15.23% | 15.23% | 15.23% | 15.23% | 15.23% | 15.23% | 15.23% | 15.23% | 0% | [9 empty] | 0 | 0 | 0 | 0 | 0 | 0 | 0 | 0 | 0 | 0 | 0 | 0 | 0 | Existing & Under Const. Plant
| 33 | ASHA BIOGAS 2018 | Ashanti Group | Biogas | Biogas | 0 | 0 | 0 | 0 | 0.67014 | 0.67014 | 0.67014 | 0.67014 | 0.67014 | 0 | 0 | 0 | 0 | 37.23 | 37.23 | 37.23 | 37.23 | 37.23 | 0 | 0 | 0 | 410.32 | 410.32 | 410.32 | 410.32 | 410.32 | 410.32 | 0 | 0 | 0 | 0 | 5.5 | 5.5 | 5.5 | 5.5 | 5.5 | 0 | 0 | 0 | 0 | 54 | 54 | 54 | 54 | 54 | 0 | 0 | 0 | 2 | 5 | 5 | 5 | 5 | 5 | 0% | 0% | 0% | 0% | 85% | 85% | 85% | 85% | 85% | 0 | 0 | 0 | 10.08 | 15.12 | 0 | 0 | 0 | 0 | 0 | 0 | 0 | 6.8848 | 8.5348 | 0 | 0 | 0 | 0 | 16.9616 | 16.9616 | 25.2 | 27.72 | Unplanned Build | Potential Build Biogas2018
| 38 | NORT BIOMASS 2018 | Northern Ghana Group | Biomass | Biomass Combustion | 0 | 0 | 0 | 0 | 6.0313 | 6.0313 | 6.0313 | 6.0313 | 6.0313 | 0 | 0 | 0 | 0 | 446.76 | 446.76 | 446.76 | 446.76 | 446.76 | 0 | 0 | 0 | 130 | 130 | 130 | 130 | 130 | 130 | 0 | 0 | 0 | 0 | 4.5 | 4.5 | 4.5 | 4.5 | 4.5 | 0 | 0 | 0 | 0 | 67.5 | 67.5 | 67.5 | 67.5 | 67.5 | 0 | 0 | 0 | 20 | 60 | 60 | 60 | 60 | 60 | 0% | 0% | 0% | 0% | 85% | 85% | 85% | 85% | 85% | 0 | 0 | 0 | 96 | 192 | 0 | 0 | 0 | 0 | 0 | 0 | 0 | 65.5693 | 108.379 | 0 | 0 | 0 | 0 | 191.3431 | 191.3431 | 288 | 316.8 | Unplanned Build | Potential Build Biomass Combustion2018
| 41 | SOUT COAL STEAM TURBINE 2026 | SouthWest Ghana Group | Coal | Coal Steam Turbine | 0 | 0 | 0 | 0 | 0 | 31.6277 | 69.047 | 69.047 | 69.047 | 0 | 0 | 0 | 0 | 0 | 3594.0616 | 7846.2444 | 7846.2444 | 7846.2444 | 0 | 0 | 0 | 0 | 0 | 65 | 65 | 65 | 65 | 0 | 0 | 0 | 0 | 0 | 6.034 | 6.034 | 6.034 | 6.034 | 0 | 0 | 0 | 0 | 0 | 28.6501 | 29.1315 | 30.4486 | 31.6724 | 0 | 0 | 0 | 0 | 0 | 482.683 | 1053.753 | 1053.753 | 1053.753 | 0% | 0% | 0% | 0% | 0% | 85% | 85% | 85% | 85% | 0 | 0 | 0 | 0 | 0 | 1522.3822 | 1801.1548 | 0 | 0 | 0 | 0 | 0 | 0 | 0 | 645.6387 | 573.9034 | 0 | 0 | 710.2025 | 1341.4963 | 1522.3822 | 3655.8907 | Unplanned Build | Potential Build Coal2026
| 45 | SOUT COMBINED CYCLE 2019 | SouthEast Ghana Group | Oil/Gas | Oil/Gas Combined Cycle | 0 | 0 | 0 | 0 | 0 | 0 | 0 | 0 | 66.3241 | 0 | 0 | 0 | 0 | 0 | 0 | 0 | 0 | 9148.1556 | 0 | 0 | 0 | 0 | 0 | 0 | 0 | 0 | 15 | 0 | 0 | 0 | 0 | 0 | 0 | 0 | 0 | 3.48 | 0 | 0 | 0 | 0 | 0 | 0 | 0 | 0 | 82.5313 | 0 | 0 | 0 | 0 | 0 | 0 | 0 | 0 | 1160.34 | 0% | 0% | 0% | 0% | 0% | 0% | 0% | 0% | 90% | 0 | 0 | 0 | 0 | 0 | 0 | 0 | 0 | 1207.9139 | 0 | 0 | 0 | 0 | 0 | 0 | 0 | 0 | 148.3874 | 0 | 0 | 0 | 0 | Unplanned Build | Potential Build Oil/Gas Combined Cycle2019
| 54 | ASHA INTERRUPTIBLE 2016 | Ashanti Group | Interruptible | Interruptible | 0 | 0 | 0 | 0 | 0 | 0 | 0 | 0 | 0 | 0 | 0 | 0 | 0 | 0 | 0 | 0 | 0 | 0 | 0 | 0 | 0 | 0 | 0 | 0 | 0 | 0 | 0 | 0 | 0 | 0 | 0 | 0 | 0 | 0 | 0 | 0 | 0 | 0 | 0 | 0 | 0 | 0 | 0 | 0 | 0 | 129.301 | 217.102 | 0 | 0 | 0 | 0 | 0 | 0 | 0 | 0% | 0% | 0% | 0% | 0% | 0% | 0% | 0% | 0% | [9 empty] | 0 | 0 | 0 | 0 | 0 | 0 | 0 | 0 | 0 | 0 | 0 | 0 | 0 | Unplanned Build | Potential Build Interruptible2016
| 62 | SOUT NUCLEAR 2030 | SouthWest Ghana Group | Uranium | Nuclear | 0 | 0 | 0 | 0 | 0 | 0 | 0 | 85.7166 | 85.7166 | 0 | 0 | 0 | 0 | 0 | 0 | 0 | 8322 | 8322 | 0 | 0 | 0 | 0 | 0 | 0 | 0 | 100 | 100 | 0 | 0 | 0 | 0 | 0 | 0 | 0 | 2.3 | 2.3 | 0 | 0 | 0 | 0 | 0 | 0 | 0 | 13.184 | 13.184 | 0 | 0 | 0 | 0 | 0 | 0 | 0 | 1000 | 1000 | 0% | 0% | 0% | 0% | 0% | 0% | 0% | 95% | 95% | 0 | 0 | 0 | 0 | 0 | 0 | 0 | 6233 | 0 | 0 | 0 | 0 | 0 | 0 | 0 | 0 | 1233.1658 | 0 | 0 | 1356.4824 | 0 | 6856.3 | Unplanned Build | Potential Build Nuclear2030
| 63 | ASHA SOLAR PV 2020 | Ashanti Group | Sun | Solar PV | 0 | 0 | 0 | 0 | 0 | 0 | 0 | 0 | 0 | 0 | 0 | 0 | 0 | 12.6751 | 12.6751 | 12.6751 | 12.6751 | 12.6751 | 0 | 0 | 0 | 0 | 24.8 | 24.8 | 24.8 | 24.8 | 24.8 | 0 | 0 | 0 | 0 | 0 | 0 | 0 | 0 | 0 | 0 | 0 | 0 | 0 | 0 | 0 | 0 | 0 | 0 | 0 | 0 | 0 | 0 | 10 | 10 | 10 | 10 | 10 | 0% | 0% | 0% | 0% | 14.47% | 14.47% | 14.47% | 14.47% | 14.47% | 0 | 0 | 0 | 0 | 12.4297 | 0 | 0 | 0 | 0 | 0 | 0 | 0 | 0 | 7.0163 | 0 | 0 | 0 | 0 | 7.7179 | 7.7179 | 12.4297 | 13.6727 | Unplanned Build | Potential Build Solar PV2020
| 64 | ASHA SOLAR PV 2026 | Ashanti Group | Sun | Solar PV | 0 | 0 | 0 | 0 | 0 | 0 | 0 | 0 | 0 | 0 | 0 | 0 | 0 | 0 | 12.6751 | 38.0252 | 38.0252 | 38.0252 | 0 | 0 | 0 | 0 | 0 | 24.8 | 24.8 | 24.8 | 24.8 | 0 | 0 | 0 | 0 | 0 | 0 | 0 | 0 | 0 | 0 | 0 | 0 | 0 | 0 | 0 | 0 | 0 | 0 | 0 | 0 | 0 | 0 | 0 | 10 | 30 | 30 | 30 | 0% | 0% | 0% | 0% | 0% | 14.47% | 14.47% | 14.47% | 14.47% | 0 | 0 | 0 | 0 | 0 | 10.2003 | 20.4006 | 0 | 0 | 0 | 0 | 0 | 0 | 0 | 4.3259 | 6.5003 | 0 | 0 | 4.7585 | 11.9088 | 10.2003 | 33.661 | Unplanned Build | Potential Build Solar PV2026
| 65 | ASHA SOLAR PV 2035 | Ashanti Group | Sun | Solar PV | 0 | 0 | 0 | 0 | 0 | 0 | 0 | 0 | 0 | 0 | 0 | 0 | 0 | 0 | 0 | 0 | 12.6751 | 69.7128 | 0 | 0 | 0 | 0 | 0 | 0 | 0 | 25 | 25 | 0 | 0 | 0 | 0 | 0 | 0 | 0 | 0 | 0 | 0 | 0 | 0 | 0 | 0 | 0 | 0 | 0 | 0 | 0 | 0 | 0 | 0 | 0 | 0 | 0 | 10 | 55 | 0% | 0% | 0% | 0% | 0% | 0% | 0% | 14.47% | 14.47% | 0 | 0 | 0 | 0 | 0 | 0 | 0 | 14.4947 | 65.2261 | 0 | 0 | 0 | 0 | 0 | 0 | 0 | 2.8677 | 8.0128 | 0 | 3.1545 | 0 | 15.9441 | Unplanned Build | Potential Build Solar PV2035
| 67 | SOUT SOLAR PV 2026 | SouthWest Ghana Group | Sun | Solar PV | 0 | 0 | 0 | 0 | 0 | 0 | 0 | 0 | 0 | 0 | 0 | 0 | 0 | 0 | 12.6751 | 25.3501 | 25.3501 | 25.3501 | 0 | 0 | 0 | 0 | 0 | 24.8 | 24.8 | 24.8 | 24.8 | 0 | 0 | 0 | 0 | 0 | 0 | 0 | 0 | 0 | 0 | 0 | 0 | 0 | 0 | 0 | 0 | 0 | 0 | 0 | 0 | 0 | 0 | 0 | 10 | 20 | 20 | 20 | 0% | 0% | 0% | 0% | 0% | 14.47% | 14.47% | 14.47% | 14.47% | 0 | 0 | 0 | 0 | 0 | 10.2003 | 10.2003 | 0 | 0 | 0 | 0 | 0 | 0 | 0 | 4.3259 | 3.2501 | 0 | 0 | 4.7585 | 8.3337 | 10.2003 | 22.4407 | Unplanned Build | Potential Build Solar PV2026
| 68 | SOUT SOLAR PV 2035 | SouthWest Ghana Group | Sun | Solar PV | 0 | 0 | 0 | 0 | 0 | 0 | 0 | 0 | 0 | 0 | 0 | 0 | 0 | 0 | 0 | 0 | 12.6751 | 57.0377 | 0 | 0 | 0 | 0 | 0 | 0 | 0 | 25 | 25 | 0 | 0 | 0 | 0 | 0 | 0 | 0 | 0 | 0 | 0 | 0 | 0 | 0 | 0 | 0 | 0 | 0 | 0 | 0 | 0 | 0 | 0 | 0 | 0 | 0 | 10 | 45 | 0% | 0% | 0% | 0% | 0% | 0% | 0% | 14.47% | 14.47% | 0 | 0 | 0 | 0 | 0 | 0 | 0 | 14.4947 | 50.7314 | 0 | 0 | 0 | 0 | 0 | 0 | 0 | 2.8677 | 6.2321 | 0 | 3.1545 | 0 | 15.9441 | Unplanned Build | Potential Build Solar PV2035
| 69 | NORT SOLAR PV 2018 | Northern Ghana Group | Sun | Solar PV | 0 | 0 | 0 | 0 | 0 | 0 | 0 | 0 | 0 | 0 | 0 | 67.5263 | 67.5263 | 67.5263 | 67.5263 | 67.5263 | 67.5263 | 67.5263 | 0 | 0 | 24.8 | 24.8 | 24.8 | 24.8 | 24.8 | 24.8 | 24.8 | 0 | 0 | 0 | 0 | 0 | 0 | 0 | 0 | 0 | 0 | 0 | 0 | 0 | 0 | 0 | 0 | 0 | 0 | 0 | 0 | 47.1565 | 47.1565 | 47.1565 | 47.1565 | 47.1565 | 47.1565 | 47.1565 | 0% | 0% | 16.35% | 16.35% | 16.35% | 16.35% | 16.35% | 16.35% | 16.35% | 0 | 0 | 58.6155 | 0 | 0 | 0 | 0 | 0 | 0 | 0 | 0 | 44.0387 | 0 | 0 | 0 | 0 | 0 | 0 | 48.4426 | 48.4426 | 58.6155 | 64.4771 | Unplanned Build | Potential Build Solar PV2018
| 70 | NORT SOLAR PV 2020 | Northern Ghana Group | Sun | Solar PV | 0 | 0 | 0 | 0 | 0 | 0 | 0 | 0 | 0 | 0 | 0 | 0 | 0 | 143.1961 | 143.1961 | 143.1961 | 143.1961 | 143.1961 | 0 | 0 | 0 | 0 | 24.8 | 24.8 | 24.8 | 24.8 | 24.8 | 0 | 0 | 0 | 0 | 0 | 0 | 0 | 0 | 0 | 0 | 0 | 0 | 0 | 0 | 0 | 0 | 0 | 0 | 0 | 0 | 0 | 0 | 100 | 100 | 100 | 100 | 100 | 0% | 0% | 0% | 0% | 16.35% | 16.35% | 16.35% | 16.35% | 16.35% | 0 | 0 | 0 | 0 | 124.2972 | 0 | 0 | 0 | 0 | 0 | 0 | 0 | 0 | 70.1625 | 0 | 0 | 0 | 0 | 77.1788 | 77.1788 | 124.2972 | 136.7269 | Unplanned Build | Potential Build Solar PV2020
| 71 | NORT SOLAR PV 2023 | Northern Ghana Group | Sun | Solar PV | 0 | 0 | 0 | 0 | 0 | 0 | 0 | 0 | 0 | 0 | 0 | 0 | 0 | 71.598 | 143.1961 | 143.1961 | 143.1961 | 143.1961 | 0 | 0 | 0 | 0 | 24.8 | 24.8 | 24.8 | 24.8 | 24.8 | 0 | 0 | 0 | 0 | 0 | 0 | 0 | 0 | 0 | 0 | 0 | 0 | 0 | 0 | 0 | 0 | 0 | 0 | 0 | 0 | 0 | 0 | 50 | 100 | 100 | 100 | 100 | 0% | 0% | 0% | 0% | 16.35% | 16.35% | 16.35% | 16.35% | 16.35% | 0 | 0 | 0 | 0 | 58.31 | 58.31 | 0 | 0 | 0 | 0 | 0 | 0 | 0 | 32.9145 | 24.7291 | 0 | 0 | 0 | 63.408 | 63.408 | 116.62 | 128.282 | Unplanned Build | Potential Build Solar PV2023
| 72 | NORT SOLAR PV 2026 | Northern Ghana Group | Sun | Solar PV | 0 | 0 | 0 | 0 | 0 | 0 | 0 | 0 | 0 | 0 | 0 | 0 | 0 | 0 | 71.598 | 214.7941 | 214.7941 | 214.7941 | 0 | 0 | 0 | 0 | 0 | 24.8 | 24.8 | 24.8 | 24.8 | 0 | 0 | 0 | 0 | 0 | 0 | 0 | 0 | 0 | 0 | 0 | 0 | 0 | 0 | 0 | 0 | 0 | 0 | 0 | 0 | 0 | 0 | 0 | 50 | 150 | 150 | 150 | 0% | 0% | 0% | 0% | 0% | 16.35% | 16.35% | 16.35% | 16.35% | 0 | 0 | 0 | 0 | 0 | 51.0016 | 102.0031 | 0 | 0 | 0 | 0 | 0 | 0 | 0 | 21.6296 | 32.5013 | 0 | 0 | 23.7926 | 59.5441 | 51.0016 | 168.3052 | Unplanned Build | Potential Build Solar PV2026
| 73 | NORT SOLAR PV 2030 | Northern Ghana Group | Sun | Solar PV | 0 | 0 | 0 | 0 | 0 | 0 | 0 | 0 | 0 | 0 | 0 | 0 | 0 | 0 | 0 | 35.799 | 178.9951 | 178.9951 | 0 | 0 | 0 | 0 | 0 | 0 | 24.8 | 24.8 | 24.8 | 0 | 0 | 0 | 0 | 0 | 0 | 0 | 0 | 0 | 0 | 0 | 0 | 0 | 0 | 0 | 0 | 0 | 0 | 0 | 0 | 0 | 0 | 0 | 0 | 25 | 125 | 125 | 0% | 0% | 0% | 0% | 0% | 0% | 16.35% | 16.35% | 16.35% | 0 | 0 | 0 | 0 | 0 | 0 | 23.5918 | 94.3672 | 0 | 0 | 0 | 0 | 0 | 0 | 0 | 7.5171 | 18.67 | 0 | 0 | 28.8058 | 0 | 129.7548 | Unplanned Build | Potential Build Solar PV2030
| 74 | NORT SOLAR PV 2035 | Northern Ghana Group | Sun | Solar PV | 0 | 0 | 0 | 0 | 0 | 0 | 0 | 0 | 0 | 0 | 0 | 0 | 0 | 0 | 0 | 0 | 71.598 | 429.5883 | 0 | 0 | 0 | 0 | 0 | 0 | 0 | 24.8 | 24.8 | 0 | 0 | 0 | 0 | 0 | 0 | 0 | 0 | 0 | 0 | 0 | 0 | 0 | 0 | 0 | 0 | 0 | 0 | 0 | 0 | 0 | 0 | 0 | 0 | 0 | 50 | 300 | 0% | 0% | 0% | 0% | 0% | 0% | 0% | 16.35% | 16.35% | 0 | 0 | 0 | 0 | 0 | 0 | 0 | 72.4734 | 362.367 | 0 | 0 | 0 | 0 | 0 | 0 | 0 | 14.3385 | 44.5153 | 0 | 15.7723 | 0 | 79.7207 | Unplanned Build | Potential Build Solar PV2035
| 76 | SOUT SOLAR PV 2020 | SouthEast Ghana Group | Sun | Solar PV | 0 | 0 | 0 | 0 | 0 | 0 | 0 | 0 | 0 | 0 | 0 | 0 | 0 | 63.3753 | 63.3753 | 63.3753 | 63.3753 | 63.3753 | 0 | 0 | 0 | 0 | 24.8 | 24.8 | 24.8 | 24.8 | 24.8 | 0 | 0 | 0 | 0 | 0 | 0 | 0 | 0 | 0 | 0 | 0 | 0 | 0 | 0 | 0 | 0 | 0 | 0 | 0 | 0 | 0 | 0 | 50 | 50 | 50 | 50 | 50 | 0% | 0% | 0% | 0% | 14.47% | 14.47% | 14.47% | 14.47% | 14.47% | 0 | 0 | 0 | 0 | 62.1486 | 0 | 0 | 0 | 0 | 0 | 0 | 0 | 0 | 35.0813 | 0 | 0 | 0 | 0 | 38.5894 | 38.5894 | 62.1486 | 68.3635 | Unplanned Build | Potential Build Solar PV2020
| 77 | SOUT SOLAR PV 2026 | SouthEast Ghana Group | Sun | Solar PV | 0 | 0 | 0 | 0 | 0 | 0 | 0 | 0 | 0 | 0 | 0 | 0 | 0 | 0 | 31.6876 | 221.8134 | 221.8134 | 221.8134 | 0 | 0 | 0 | 0 | 0 | 24.8 | 24.8 | 24.8 | 24.8 | 0 | 0 | 0 | 0 | 0 | 0 | 0 | 0 | 0 | 0 | 0 | 0 | 0 | 0 | 0 | 0 | 0 | 0 | 0 | 0 | 0 | 0 | 0 | 25 | 175 | 175 | 175 | 0% | 0% | 0% | 0% | 0% | 14.47% | 14.47% | 14.47% | 14.47% | 0 | 0 | 0 | 0 | 0 | 25.5008 | 153.0047 | 0 | 0 | 0 | 0 | 0 | 0 | 0 | 10.8148 | 48.752 | 0 | 0 | 11.8963 | 65.5235 | 25.5008 | 196.3561 | Unplanned Build | Potential Build Solar PV2026
| 78 | SOUT SOLAR PV 2035 | SouthEast Ghana Group | Sun | Solar PV | 0 | 0 | 0 | 0 | 0 | 0 | 0 | 0 | 0 | 0 | 0 | 0 | 0 | 0 | 0 | 0 | 63.3753 | 285.1886 | 0 | 0 | 0 | 0 | 0 | 0 | 0 | 25 | 25 | 0 | 0 | 0 | 0 | 0 | 0 | 0 | 0 | 0 | 0 | 0 | 0 | 0 | 0 | 0 | 0 | 0 | 0 | 0 | 0 | 0 | 0 | 0 | 0 | 0 | 50 | 225 | 0% | 0% | 0% | 0% | 0% | 0% | 0% | 14.47% | 14.47% | 0 | 0 | 0 | 0 | 0 | 0 | 0 | 72.4734 | 253.6569 | 0 | 0 | 0 | 0 | 0 | 0 | 0 | 14.3385 | 31.1607 | 0 | 15.7723 | 0 | 79.7207 | Unplanned Build | Potential Build Solar PV2035
| 80 | SOUT SOLAR PV 2020 | SouthWest Ghana Group | Sun | Solar PV | 0 | 0 | 0 | 0 | 0 | 0 | 0 | 0 | 0 | 0 | 0 | 0 | 0 | 19.2123 | 57.2375 | 57.2375 | 57.2375 | 57.2375 | 0 | 0 | 0 | 0 | 24.8 | 24.8 | 24.8 | 24.8 | 24.8 | 0 | 0 | 0 | 0 | 0 | 0 | 0 | 0 | 0 | 0 | 0 | 0 | 0 | 0 | 0 | 0 | 0 | 0 | 0 | 0 | 0 | 0 | 15.1576 | 45.1576 | 45.1576 | 45.1576 | 45.1576 | 0% | 0% | 0% | 0% | 14.47% | 14.47% | 14.47% | 14.47% | 14.47% | 0 | 0 | 0 | 0 | 18.8405 | 37.2892 | 0 | 0 | 0 | 0 | 0 | 0 | 0 | 10.635 | 15.8142 | 0 | 0 | 0 | 29.0941 | 29.0941 | 56.1296 | 61.7426 | Unplanned Build | Potential Build Solar PV2020
| 81 | SOUT SOLAR PV 2026 | SouthWest Ghana Group | Sun | Solar PV | 0 | 0 | 0 | 0 | 0 | 0 | 0 | 0 | 0 | 0 | 0 | 0 | 0 | 0 | 25.3501 | 126.7505 | 126.7505 | 126.7505 | 0 | 0 | 0 | 0 | 0 | 24.8 | 24.8 | 24.8 | 24.8 | 0 | 0 | 0 | 0 | 0 | 0 | 0 | 0 | 0 | 0 | 0 | 0 | 0 | 0 | 0 | 0 | 0 | 0 | 0 | 0 | 0 | 0 | 0 | 20 | 100 | 100 | 100 | 0% | 0% | 0% | 0% | 0% | 14.47% | 14.47% | 14.47% | 14.47% | 0 | 0 | 0 | 0 | 0 | 20.4006 | 81.6025 | 0 | 0 | 0 | 0 | 0 | 0 | 0 | 8.6519 | 26.0011 | 0 | 0 | 9.517 | 38.1182 | 20.4006 | 112.2035 | Unplanned Build | Potential Build Solar PV2026
| 82 | SOUT SOLAR PV 2035 | SouthWest Ghana Group | Sun | Solar PV | 0 | 0 | 0 | 0 | 0 | 0 | 0 | 0 | 0 | 0 | 0 | 0 | 0 | 0 | 0 | 0 | 12.6751 | 152.1006 | 0 | 0 | 0 | 0 | 0 | 0 | 0 | 25 | 25 | 0 | 0 | 0 | 0 | 0 | 0 | 0 | 0 | 0 | 0 | 0 | 0 | 0 | 0 | 0 | 0 | 0 | 0 | 0 | 0 | 0 | 0 | 0 | 0 | 0 | 10 | 120 | 0% | 0% | 0% | 0% | 0% | 0% | 0% | 14.47% | 14.47% | 0 | 0 | 0 | 0 | 0 | 0 | 0 | 14.4947 | 159.4415 | 0 | 0 | 0 | 0 | 0 | 0 | 0 | 2.8677 | 19.5867 | 0 | 3.1545 | 0 | 15.9441 | Unplanned Build | Potential Build Solar PV2035
| 84 | SOUT SOLAR PV 2026 | SouthEast Ghana Group | Sun | Solar PV | 0 | 0 | 0 | 0 | 0 | 0 | 0 | 0 | 0 | 0 | 0 | 0 | 0 | 0 | 12.6751 | 25.3501 | 25.3501 | 25.3501 | 0 | 0 | 0 | 0 | 0 | 24.8 | 24.8 | 24.8 | 24.8 | 0 | 0 | 0 | 0 | 0 | 0 | 0 | 0 | 0 | 0 | 0 | 0 | 0 | 0 | 0 | 0 | 0 | 0 | 0 | 0 | 0 | 0 | 0 | 10 | 20 | 20 | 20 | 0% | 0% | 0% | 0% | 0% | 14.47% | 14.47% | 14.47% | 14.47% | 0 | 0 | 0 | 0 | 0 | 10.2003 | 10.2003 | 0 | 0 | 0 | 0 | 0 | 0 | 0 | 4.3259 | 3.2501 | 0 | 0 | 4.7585 | 8.3337 | 10.2003 | 22.4407 | Unplanned Build | Potential Build Solar PV2026
| 85 | SOUT SOLAR PV 2035 | SouthEast Ghana Group | Sun | Solar PV | 0 | 0 | 0 | 0 | 0 | 0 | 0 | 0 | 0 | 0 | 0 | 0 | 0 | 0 | 0 | 0 | 12.6751 | 38.0252 | 0 | 0 | 0 | 0 | 0 | 0 | 0 | 25 | 25 | 0 | 0 | 0 | 0 | 0 | 0 | 0 | 0 | 0 | 0 | 0 | 0 | 0 | 0 | 0 | 0 | 0 | 0 | 0 | 0 | 0 | 0 | 0 | 0 | 0 | 10 | 30 | 0% | 0% | 0% | 0% | 0% | 0% | 0% | 14.47% | 14.47% | 0 | 0 | 0 | 0 | 0 | 0 | 0 | 14.4947 | 28.9894 | 0 | 0 | 0 | 0 | 0 | 0 | 0 | 2.8677 | 3.5612 | 0 | 3.1545 | 0 | 15.9441 | Unplanned Build | Potential Build Solar PV2035
| 87 | ASHA SOLAR PV WITH STORAGE 2026 | Ashanti Group | Sun + storage | Solar PV + Storage | 0 | 0 | 0 | 0 | 0 | 0 | 0 | 0 | 0 | 0 | 0 | 0 | 0 | 0 | 0 | 12.675 | 12.675 | 12.675 | 0 | 0 | 0 | 0 | 0 | 0 | 28 | 28 | 28 | 0 | 0 | 0 | 0 | 0 | 0 | 0 | 0 | 0 | 0 | 0 | 0 | 0 | 0 | 0 | 0 | 0 | 0 | 0 | 0 | 0 | 0 | 0 | 0 | 10 | 10 | 10 | 0% | 0% | 0% | 0% | 0% | 0% | 14.47% | 14.47% | 14.47% | 0 | 0 | 0 | 0 | 0 | 0 | 15.625 | 0 | 0 | 0 | 0 | 0 | 0 | 0 | 0 | 4.9786 | 0 | 0 | 0 | 5.4765 | 0 | 17.1875 | Unplanned Build | Potential Build Solar PV with storage2026
| 93 | NORT SOLAR PV WITH STORAGE 2026 | Northern Ghana Group | Sun + storage | Solar PV + Storage | 0 | 0 | 0 | 0 | 0 | 0 | 0 | 0 | 0 | 0 | 0 | 0 | 0 | 0 | 0 | 63.3752 | 63.3752 | 63.3752 | 0 | 0 | 0 | 0 | 0 | 0 | 28 | 28 | 28 | 0 | 0 | 0 | 0 | 0 | 0 | 0 | 0 | 0 | 0 | 0 | 0 | 0 | 0 | 0 | 0 | 0 | 0 | 0 | 0 | 0 | 0 | 0 | 0 | 50 | 50 | 50 | 0% | 0% | 0% | 0% | 0% | 0% | 14.47% | 14.47% | 14.47% | 0 | 0 | 0 | 0 | 0 | 0 | 78.125 | 0 | 0 | 0 | 0 | 0 | 0 | 0 | 0 | 24.893 | 0 | 0 | 0 | 27.3823 | 0 | 85.9375 | Unplanned Build | Potential Build Solar PV with storage2026
| 104 | SOUT WIND TURBINE 2020 | SouthEast Ghana Group | Wind | Wind | 0 | 0 | 0 | 0 | 0 | 0 | 0 | 0 | 0 | 0 | 0 | 0 | 175.1525 | 350.305 | 525.4575 | 525.4575 | 525.4575 | 525.4575 | 0 | 0 | 0 | 46.71 | 46.71 | 46.71 | 46.71 | 46.71 | 46.71 | 0 | 0 | 0 | 0 | 0 | 0 | 0 | 0 | 0 | 0 | 0 | 0 | 0 | 0 | 0 | 0 | 0 | 0 | 0 | 0 | 0 | 75 | 150 | 225 | 225 | 225 | 225 | 0% | 0% | 0% | 26.66% | 26.66% | 26.66% | 26.66% | 26.66% | 26.66% | 0 | 0 | 0 | 130.7634 | 130.7634 | 130.7634 | 0 | 0 | 0 | 0 | 0 | 0 | 89.3132 | 73.8125 | 55.4564 | 0 | 0 | 0 | 240.4404 | 240.4404 | 392.2902 | 431.5192 | Unplanned Build | Potential Build Wind2020
| 105 | SOUT WIND TURBINE 2026 | SouthEast Ghana Group | Wind | Wind | 0 | 0 | 0 | 0 | 0 | 0 | 0 | 0 | 0 | 0 | 0 | 0 | 0 | 0 | 175.1525 | 408.6892 | 525.4575 | 525.4575 | 0 | 0 | 0 | 0 | 0 | 46.71 | 46.71 | 46.71 | 46.71 | 0 | 0 | 0 | 0 | 0 | 0 | 0 | 0 | 0 | 0 | 0 | 0 | 0 | 0 | 0 | 0 | 0 | 0 | 0 | 0 | 0 | 0 | 0 | 75 | 175 | 225 | 225 | 0% | 0% | 0% | 0% | 0% | 26.66% | 26.66% | 26.66% | 26.66% | 0 | 0 | 0 | 0 | 0 | 81.4226 | 108.5635 | 54.2818 | 0 | 0 | 0 | 0 | 0 | 0 | 34.5311 | 34.5917 | 10.7394 | 0 | 37.9843 | 87.8484 | 81.4226 | 268.6947 | Unplanned Build | Potential Build Wind2026
| 106 | SOUT WIND TURBINE 2035 | SouthEast Ghana Group | Wind | Wind | 0 | 0 | 0 | 0 | 0 | 0 | 0 | 0 | 0 | 0 | 0 | 0 | 0 | 0 | 0 | 0 | 233.5367 | 233.5367 | 0 | 0 | 0 | 0 | 0 | 0 | 0 | 47 | 47 | 0 | 0 | 0 | 0 | 0 | 0 | 0 | 0 | 0 | 0 | 0 | 0 | 0 | 0 | 0 | 0 | 0 | 0 | 0 | 0 | 0 | 0 | 0 | 0 | 0 | 100 | 100 | 0% | 0% | 0% | 0% | 0% | 0% | 0% | 26.66% | 26.66% | 0 | 0 | 0 | 0 | 0 | 0 | 0 | 151.4787 | 0 | 0 | 0 | 0 | 0 | 0 | 0 | 0 | 29.9693 | 0 | 0 | 32.9662 | 0 | 166.6266 | Unplanned Build | Potential Build Wind2035
[6 empty] | 0 | 0 | 0 | 0 | 0 | 0 | 0 |  |  | 0 | 0 | 0 | 0 | 0 | 0 | 0 |  |  | 0 | 0 | 0 | 0 | 0 | 0 | 0 |  |  | 0 | 0 | 0 | 0 | 0 | 0 | 0 |  |  | 0 | 0 | 0 | 0 | 0 | 0 | 0 |  |  | 0 | 0 | 0 | 0 | 0 | 0 | 0 |  |  | 0 | 0 | 0 | 0 | 0 | 0 | 0

## LowRECapCost
Bck to Contents | [77 empty] | 90.91% | 82.64% | 75.13% | 68.3% | 56.45% | 42.41% | 31.86% | 19.78% | 12.28% | Cap Cost NPV |  | Cap Cost -- no NPV
|  | Plant Name |  |  |  | FUEL CONSUMPTION | [8 empty] | GENERATION | [8 empty] | FOM (USD/kW-yr | [8 empty] | VOM (USD/MWh) | [8 empty] | Fuel Cost (USD/MWh) | [8 empty] | Available Capacity | [8 empty] | Capacity Factors | [8 empty] | Total Capital Cost | [8 empty] | Total Capital Cost (NPV) | [8 empty] | 1241.4547 | 3440.313 | 2397.0878 | 12260.1883 | Unplanned? | Plant Name
| UnitID |  | Model Region | Fuel Type | Capacity Type | 2017 | 2018 | 2019 | 2020 | 2023 | 2026 | 2030 | 2035 | 2040 | 2017 | 2018 | 2019 | 2020 | 2023 | 2026 | 2030 | 2035 | 2040 | 2017 | 2018 | 2019 | 2020 | 2023 | 2026 | 2030 | 2035 | 2040 | 2017 | 2018 | 2019 | 2020 | 2023 | 2026 | 2030 | 2035 | 2040 | 2017 | 2018 | 2019 | 2020 | 2023 | 2026 | 2030 | 2035 | 2040 | 2017 | 2018 | 2019 | 2020 | 2023 | 2026 | 2030 | 2035 | 2040 | 2017 | 2018 | 2019 | 2020 | 2023 | 2026 | 2030 | 2035 | 2040 | 2017 | 2018 | 2019 | 2020 | 2023 | 2026 | 2030 | 2035 | 2040 | 2017 | 2018 | 2019 | 2020 | 2023 | 2026 | 2030 | 2035 | 2040 | 10-year | 20-year | 10-year | 20-year
| 1 | CENIT | SouthEast Ghana Group | Oil | Oil Combustion | 0 | 0 | 0 | 0 | 0 | 0 | 0 | 0 | 0 | 0 | 0 | 0 | 0 | 0 | 0 | 0 | 0 | 0 | 11.83 | 11.83 | 11.83 | 11.83 | 11.83 | 11.83 | 11.83 | 0 | 0 | 0 | 0 | 0 | 0 | 0 | 0 | 0 | 0 | 0 | 0 | 0 | 0 | 0 | 0 | 0 | 0 | 0 | 0 | 100 | 100 | 100 | 100 | 100 | 100 | 100 | 0 | 0 | 0% | 0% | 0% | 0% | 0% | 0% | 0% | 0% | 0% | [9 empty] | 0 | 0 | 0 | 0 | 0 | 0 | 0 | 0 | 0 | 0 | 0 | 0 | 0 | Existing & Under Const. Plant
| 2 | Trojan 2B | SouthEast Ghana Group | Oil | Oil Combustion | 0.26958 | 0 | 0 | 0 | 0 | 0 | 0 | 0 | 0 | 31.941 | 0 | 0 | 0 | 0 | 0 | 0 | 0 | 0 | 34 | 34 | 34 | 34 | 0 | 0 | 0 | 0 | 0 | 5.5 | 0 | 0 | 0 | 0 | 0 | 0 | 0 | 0 | 97.9957 | 0 | 0 | 0 | 0 | 0 | 0 | 0 | 0 | 16.25 | 16.25 | 16.25 | 16.25 | 0 | 0 | 0 | 0 | 0 | 22.44% | 0% | 0% | 0% | 0% | 0% | 0% | 0% | 0% | [9 empty] | 0 | 0 | 0 | 0 | 0 | 0 | 0 | 0 | 0 | 0 | 0 | 0 | 0 | Existing & Under Const. Plant
| 3 | Trojan 2A | Ashanti Group | Oil | Oil Combustion | 0.26958 | 0 | 0 | 0 | 0 | 0 | 0 | 0 | 0 | 31.941 | 0 | 0 | 0 | 0 | 0 | 0 | 0 | 0 | 34 | 34 | 34 | 34 | 0 | 0 | 0 | 0 | 0 | 5.5 | 0 | 0 | 0 | 0 | 0 | 0 | 0 | 0 | 108.8196 | 0 | 0 | 0 | 0 | 0 | 0 | 0 | 0 | 16.25 | 16.25 | 16.25 | 16.25 | 0 | 0 | 0 | 0 | 0 | 22.44% | 0% | 0% | 0% | 0% | 0% | 0% | 0% | 0% | [9 empty] | 0 | 0 | 0 | 0 | 0 | 0 | 0 | 0 | 0 | 0 | 0 | 0 | 0 | Existing & Under Const. Plant
| 4 | GP Tarkwa Plant | SouthWest Ghana Group | Oil | Oil Combustion | 0 | 0 | 0 | 0 | 0 | 0 | 0 | 0 | 0 | 0 | 0 | 0 | 0 | 0 | 0 | 0 | 0 | 0 | 17.5 | 17.5 | 17.5 | 17.5 | 17.5 | 17.5 | 17.5 | 17.5 | 17.5 | 0 | 0 | 0 | 0 | 0 | 0 | 0 | 0 | 0 | 0 | 0 | 0 | 0 | 0 | 0 | 0 | 0 | 0 | 33 | 33 | 33 | 33 | 33 | 33 | 33 | 33 | 33 | 0% | 0% | 0% | 0% | 0% | 0% | 0% | 0% | 0% | [9 empty] | 0 | 0 | 0 | 0 | 0 | 0 | 0 | 0 | 0 | 0 | 0 | 0 | 0 | Existing & Under Const. Plant
| 5 | GP Chirano Plant | SouthWest Ghana Group | Oil | Oil Combustion | 0 | 0 | 0 | 0 | 0 | 0 | 0 | 0 | 0 | 0 | 0 | 0 | 0 | 0 | 0 | 0 | 0 | 0 | 17.5 | 17.5 | 17.5 | 17.5 | 17.5 | 17.5 | 17.5 | 17.5 | 17.5 | 0 | 0 | 0 | 0 | 0 | 0 | 0 | 0 | 0 | 0 | 0 | 0 | 0 | 0 | 0 | 0 | 0 | 0 | 30 | 30 | 30 | 30 | 30 | 30 | 30 | 30 | 30 | 0% | 0% | 0% | 0% | 0% | 0% | 0% | 0% | 0% | [9 empty] | 0 | 0 | 0 | 0 | 0 | 0 | 0 | 0 | 0 | 0 | 0 | 0 | 0 | Existing & Under Const. Plant
| 6 | GP Darmang Plant | SouthWest Ghana Group | Oil | Oil Combustion | 0 | 0 | 0 | 0 | 0 | 0 | 0 | 0 | 0 | 0 | 0 | 0 | 0 | 0 | 0 | 0 | 0 | 0 | 17.5 | 17.5 | 17.5 | 17.5 | 17.5 | 17.5 | 17.5 | 17.5 | 17.5 | 0 | 0 | 0 | 0 | 0 | 0 | 0 | 0 | 0 | 0 | 0 | 0 | 0 | 0 | 0 | 0 | 0 | 0 | 25.5 | 25.5 | 25.5 | 25.5 | 25.5 | 25.5 | 25.5 | 25.5 | 25.5 | 0% | 0% | 0% | 0% | 0% | 0% | 0% | 0% | 0% | [9 empty] | 0 | 0 | 0 | 0 | 0 | 0 | 0 | 0 | 0 | 0 | 0 | 0 | 0 | Existing & Under Const. Plant
| 7 | SAPP 2 | SouthEast Ghana Group | Oil/Gas | Oil/Gas Combined Cycle | 9.6772 | 22.9398 | 14.6048 | 7.7484 | 23.5117 | 23.5117 | 23.5117 | 23.5117 | 23.4673 | 1240.6693 | 2941.0061 | 1872.4164 | 993.3857 | 3014.3159 | 3014.316 | 3014.316 | 3014.316 | 3008.6256 | 16 | 16 | 16 | 16 | 16 | 16 | 16 | 16 | 16 | 3.5 | 3.5 | 3.5 | 3.5 | 3.5 | 3.5 | 3.5 | 3.5 | 3.5 | 70.9165 | 62.6503 | 64.8913 | 64.7653 | 65.8788 | 72.8632 | 67.9558 | 72.3669 | 84.9912 | 370 | 370 | 370 | 370 | 370 | 370 | 370 | 370 | 370 | 38.28% | 90.74% | 57.77% | 30.65% | 93% | 93% | 93% | 93% | 92.82% | [9 empty] | 0 | 0 | 0 | 0 | 0 | 0 | 0 | 0 | 0 | 0 | 0 | 0 | 0 | Existing & Under Const. Plant
| 8 | Cenpower | SouthEast Ghana Group | Oil/Gas | Oil/Gas Combined Cycle | 0 | 0.10559 | 3.8158 | 0 | 21.6884 | 21.6884 | 21.6884 | 19.6976 | 19.6189 | 0 | 13.4856 | 487.3369 | 0 | 2769.9119 | 2769.9116 | 2769.9118 | 2515.6628 | 2505.6081 | 0 | 16 | 16 | 16 | 16 | 16 | 16 | 16 | 16 | 0 | 3.5 | 3.5 | 0 | 3.5 | 3.5 | 3.5 | 3.5 | 3.5 | 0 | 64.3626 | 65.1409 | 0 | 69.1391 | 72.6091 | 67.0572 | 77.1366 | 83.3584 | 0 | 340 | 340 | 340 | 340 | 340 | 340 | 340 | 340 | 0% | 0.4528% | 16.36% | 0% | 93% | 93% | 93% | 84.46% | 84.13% | [9 empty] | 0 | 0 | 0 | 0 | 0 | 0 | 0 | 0 | 0 | 0 | 0 | 0 | 0 | Existing & Under Const. Plant
| 9 | KarpowerShip 1 | SouthEast Ghana Group | Oil/Gas | Oil/Gas Combined Cycle | 14.837 | 0 | 0 | 0 | 0 | 0 | 0 | 0 | 0 | 1942.0128 | 0 | 0 | 0 | 0 | 0 | 0 | 0 | 0 | 177.828 | 0 | 0 | 0 | 0 | 0 | 0 | 0 | 0 | 3.5 | 0 | 0 | 0 | 0 | 0 | 0 | 0 | 0 | 67.7182 | 0 | 0 | 0 | 0 | 0 | 0 | 0 | 0 | 247 | 0 | 0 | 0 | 0 | 0 | 0 | 0 | 0 | 89.75% | 0% | 0% | 0% | 0% | 0% | 0% | 0% | 0% | [9 empty] | 0 | 0 | 0 | 0 | 0 | 0 | 0 | 0 | 0 | 0 | 0 | 0 | 0 | Existing & Under Const. Plant
| 10 | AKSA | SouthEast Ghana Group | Oil/Gas | Oil/Gas Combined Cycle | 10.1595 | 0 | 2.8574 | 0 | 10.5495 | 1.4297 | 0.39491 | 0.11499 | 7.3608 | 1195.236 | 0 | 336.1653 | 0 | 1241.1198 | 168.1954 | 46.4599 | 13.5286 | 865.9721 | 16 | 16 | 16 | 16 | 16 | 16 | 16 | 16 | 16 | 3.5 | 0 | 3.5 | 0 | 3.5 | 3.5 | 3.5 | 3.5 | 3.5 | 75.3409 | 0 | 70.7149 | 0 | 78.8373 | 68.1039 | 86.2606 | 68.7908 | 93.7263 | 250 | 375 | 375 | 375 | 375 | 375 | 375 | 375 | 375 | 54.58% | 0% | 10.23% | 0% | 37.78% | 5.12% | 1.414% | 0.4118% | 26.36% | [9 empty] | 0 | 0 | 0 | 0 | 0 | 0 | 0 | 0 | 0 | 0 | 0 | 0 | 0 | Existing & Under Const. Plant
| 11 | TAPCO (T1) | SouthWest Ghana Group | Oil/Gas | Oil/Gas Combined Cycle | 11.645 | 17.1872 | 0 | 17.1872 | 17.1872 | 17.1872 | 16.4714 | 6.0525 | 0.52486 | 1496.2081 | 2208.3 | 0 | 2208.3 | 2208.3 | 2208.3002 | 2116.3251 | 777.6544 | 67.4364 | 18.7 | 18.7 | 18.7 | 18.7 | 18.7 | 18.7 | 18.7 | 18.7 | 18.7 | 5 | 5 | 0 | 5 | 5 | 5 | 5 | 5 | 5 | 57.8919 | 62.3154 | 0 | 64.6242 | 61.2801 | 62.3592 | 63.0192 | 62.5775 | 61.5635 | 305 | 305 | 305 | 305 | 305 | 305 | 305 | 305 | 305 | 56% | 82.65% | 0% | 82.65% | 82.65% | 82.65% | 79.21% | 29.11% | 2.524% | [9 empty] | 0 | 0 | 0 | 0 | 0 | 0 | 0 | 0 | 0 | 0 | 0 | 0 | 0 | Existing & Under Const. Plant
| 12 | TICO (T2) | SouthWest Ghana Group | Oil/Gas | Oil/Gas Combined Cycle | 17.7346 | 17.7346 | 9.5854 | 17.7346 | 17.7346 | 17.7346 | 17.7346 | 17.7346 | 5.6913 | 2382.7199 | 2382.72 | 1287.8378 | 2382.72 | 2382.72 | 2382.72 | 2382.72 | 2382.72 | 764.6455 | 30.94 | 30.94 | 30.94 | 30.94 | 30.94 | 30.94 | 30.94 | 30.94 | 30.94 | 4.9 | 4.9 | 4.9 | 4.9 | 4.9 | 4.9 | 4.9 | 4.9 | 4.9 | 55.8348 | 59.5931 | 61.9213 | 61.8011 | 58.603 | 59.635 | 60.2662 | 59.8438 | 58.8741 | 320 | 320 | 320 | 320 | 320 | 320 | 320 | 320 | 320 | 85% | 85% | 45.94% | 85% | 85% | 85% | 85% | 85% | 27.28% | [9 empty] | 0 | 0 | 0 | 0 | 0 | 0 | 0 | 0 | 0 | 0 | 0 | 0 | 0 | Existing & Under Const. Plant
| 13 | Amandi | SouthWest Ghana Group | Oil/Gas | Oil/Gas Combined Cycle | 0 | 0 | 8.0946 | 1.8706 | 12.0103 | 9.3872 | 6.1088 | 0.44395 | 0.10056 | 0 | 0 | 987.1488 | 228.1177 | 1464.672 | 1144.7772 | 744.9729 | 54.1397 | 12.2639 | 0 | 0 | 30.94 | 30.94 | 30.94 | 30.94 | 30.94 | 30.94 | 30.94 | 0 | 0 | 4.9 | 4.9 | 4.9 | 4.9 | 4.9 | 4.9 | 4.9 | 0 | 0 | 68.2191 | 68.0866 | 64.5633 | 65.7003 | 66.3957 | 65.9303 | 64.862 | 0 | 0 | 190 | 190 | 190 | 190 | 190 | 190 | 190 | 0% | 0% | 59.31% | 13.71% | 88% | 68.78% | 44.76% | 3.253% | 0.7368% | [9 empty] | 0 | 0 | 0 | 0 | 0 | 0 | 0 | 0 | 0 | 0 | 0 | 0 | 0 | Existing & Under Const. Plant
| 14 | KarpowerShip 2 | SouthWest Ghana Group | Oil/Gas | Oil/Gas Combined Cycle | 0 | 24.5592 | 31.8841 | 28.6607 | 0 | 0 | 0 | 0 | 0 | 0 | 2884.5639 | 3744.9 | 3366.3042 | 0 | 0 | 0 | 0 | 0 | 0 | 177.828 | 177.828 | 177.828 | 177.828 | 0 | 0 | 0 | 0 | 0 | 3.5 | 3.5 | 3.5 | 0 | 0 | 0 | 0 | 0 | 0 | 68.1682 | 70.8314 | 70.6939 | 0 | 0 | 0 | 0 | 0 | 0 | 450 | 450 | 450 | 450 | 0 | 0 | 0 | 0 | 0% | 73.18% | 95% | 85.4% | 0% | 0% | 0% | 0% | 0% | [9 empty] | 0 | 0 | 0 | 0 | 0 | 0 | 0 | 0 | 0 | 0 | 0 | 0 | 0 | Existing & Under Const. Plant
| 15 | Early Power | SouthEast Ghana Group | Oil/Gas | Oil/Gas Combustion | 0 | 0 | 7.5701 | 23.0656 | 23.0656 | 23.0656 | 23.0656 | 23.0656 | 23.0656 | 0 | 0 | 1009.35 | 3075.417 | 3075.417 | 3075.417 | 3075.417 | 3075.417 | 3075.417 | 0 | 0 | 16 | 16 | 16 | 16 | 16 | 16 | 16 | 0 | 0 | 3.5 | 3.5 | 3.5 | 3.5 | 3.5 | 3.5 | 3.5 | 0 | 0 | 62.3955 | 62.2744 | 64.2451 | 63.5111 | 72.58 | 72.6175 | 83.557 | 0 | 0 | 377.5 | 377.5 | 377.5 | 377.5 | 377.5 | 377.5 | 377.5 | 0% | 0% | 30.52% | 93% | 93% | 93% | 93% | 93% | 93% | [9 empty] | 0 | 0 | 0 | 0 | 0 | 0 | 0 | 0 | 0 | 0 | 0 | 0 | 0 | Existing & Under Const. Plant
| 16 | TT1PP | SouthEast Ghana Group | Oil/Gas | Oil/Gas Combustion | 0 | 0 | 0 | 0 | 0 | 0 | 0 | 0 | 0 | 0 | 0 | 0 | 0 | 0 | 0 | 0 | 0 | 0 | 14.3 | 14.3 | 14.3 | 14.3 | 14.3 | 14.3 | 14.3 | 14.3 | 14.3 | 0 | 0 | 0 | 0 | 0 | 0 | 0 | 0 | 0 | 0 | 0 | 0 | 0 | 0 | 0 | 0 | 0 | 0 | 100 | 100 | 100 | 100 | 100 | 100 | 100 | 100 | 100 | 0% | 0% | 0% | 0% | 0% | 0% | 0% | 0% | 0% | [9 empty] | 0 | 0 | 0 | 0 | 0 | 0 | 0 | 0 | 0 | 0 | 0 | 0 | 0 | Existing & Under Const. Plant
| 17 | KTPP | SouthEast Ghana Group | Oil/Gas | Oil/Gas Combustion | 0.31622 | 0 | 3.046 | 0 | 0 | 0 | 0 | 0 | 0 | 29.0114 | 0 | 279.4459 | 0 | 0 | 0 | 0 | 0 | 0 | 12.3 | 12.3 | 12.3 | 12.3 | 12.3 | 12.3 | 12.3 | 12.3 | 12.3 | 3.5 | 0 | 3.5 | 0 | 0 | 0 | 0 | 0 | 0 | 126.5585 | 0 | 90.6815 | 0 | 0 | 0 | 0 | 0 | 0 | 200 | 200 | 200 | 200 | 200 | 200 | 200 | 200 | 200 | 1.656% | 0% | 15.95% | 0% | 0% | 0% | 0% | 0% | 0% | [9 empty] | 0 | 0 | 0 | 0 | 0 | 0 | 0 | 0 | 0 | 0 | 0 | 0 | 0 | Existing & Under Const. Plant
| 18 | Trojan 1 | SouthEast Ghana Group | Oil/Gas | Oil/Gas Combustion | 0.41408 | 0 | 0 | 0 | 0 | 0 | 0 | 0 | 0 | 49.0614 | 0 | 0 | 0 | 0 | 0 | 0 | 0 | 0 | 34 | 34 | 34 | 34 | 0 | 0 | 0 | 0 | 0 | 5.5 | 0 | 0 | 0 | 0 | 0 | 0 | 0 | 0 | 97.9957 | 0 | 0 | 0 | 0 | 0 | 0 | 0 | 0 | 24.96 | 24.96 | 24.96 | 24.96 | 0 | 0 | 0 | 0 | 0 | 22.44% | 0% | 0% | 0% | 0% | 0% | 0% | 0% | 0% | [9 empty] | 0 | 0 | 0 | 0 | 0 | 0 | 0 | 0 | 0 | 0 | 0 | 0 | 0 | Existing & Under Const. Plant
| 19 | MRP | SouthEast Ghana Group | Oil/Gas | Oil/Gas Combustion | 0 | 0 | 0 | 0 | 0 | 0 | 0 | 0 | 0 | 0 | 0 | 0 | 0 | 0 | 0 | 0 | 0 | 0 | 12.5737 | 12.5737 | 12.5737 | 12.5737 | 12.5737 | 12.5737 | 12.5737 | 12.5737 | 12.5737 | 0 | 0 | 0 | 0 | 0 | 0 | 0 | 0 | 0 | 0 | 0 | 0 | 0 | 0 | 0 | 0 | 0 | 0 | 70 | 70 | 70 | 70 | 70 | 70 | 70 | 70 | 70 | 0% | 0% | 0% | 0% | 0% | 0% | 0% | 0% | 0% | [9 empty] | 0 | 0 | 0 | 0 | 0 | 0 | 0 | 0 | 0 | 0 | 0 | 0 | 0 | Existing & Under Const. Plant
| 20 | Safisana | SouthEast Ghana Group | Biogas | Biogas | 0.010052 | 0.010052 | 0.010052 | 0 | 0.010052 | 0.010052 | 0.010052 | 0.010052 | 0.010052 | 0.7446 | 0.7446 | 0.7446 | 0 | 0.7446 | 0.7446 | 0.7446 | 0.7446 | 0.7446 | 35 | 35 | 35 | 35 | 35 | 35 | 35 | 35 | 35 | 4.2 | 4.2 | 4.2 | 0 | 4.2 | 4.2 | 4.2 | 4.2 | 4.2 | 40.5 | 40.5 | 40.5 | 0 | 40.5 | 40.5 | 40.5 | 40.5 | 40.5 | 0.1 | 0.1 | 0.1 | 0.1 | 0.1 | 0.1 | 0.1 | 0.1 | 0.1 | 85% | 85% | 85% | 0% | 85% | 85% | 85% | 85% | 85% | [9 empty] | 0 | 0 | 0 | 0 | 0 | 0 | 0 | 0 | 0 | 0 | 0 | 0 | 0 | Existing & Under Const. Plant
| 21 | TT2PP | SouthEast Ghana Group | Gas | Gas Combustion Turbine | 0.5098 | 0 | 0 | 0 | 0 | 0 | 0 | 0 | 0 | 52.4484 | 0 | 0 | 0 | 0 | 0 | 0 | 0 | 0 | 12.1007 | 12.1007 | 12.1007 | 12.1007 | 12.1007 | 12.1007 | 12.1007 | 12.1007 | 12.1007 | 4.5 | 0 | 0 | 0 | 0 | 0 | 0 | 0 | 0 | 79.8984 | 0 | 0 | 0 | 0 | 0 | 0 | 0 | 0 | 45 | 45 | 45 | 45 | 45 | 45 | 45 | 45 | 45 | 13.31% | 0% | 0% | 0% | 0% | 0% | 0% | 0% | 0% | [9 empty] | 0 | 0 | 0 | 0 | 0 | 0 | 0 | 0 | 0 | 0 | 0 | 0 | 0 | Existing & Under Const. Plant
| 22 | SAPP 1 | SouthEast Ghana Group | Gas | Gas Combustion Turbine | 3.0298 | 0 | 0 | 0 | 0 | 0 | 0 | 0 | 0.010783 | 324.7329 | 0 | 0 | 0 | 0 | 0 | 0 | 0 | 1.1557 | 11.83 | 11.83 | 11.83 | 11.83 | 11.83 | 11.83 | 11.83 | 11.83 | 11.83 | 4.5 | 0 | 0 | 0 | 0 | 0 | 0 | 0 | 4.5 | 76.6926 | 0 | 0 | 0 | 0 | 0 | 0 | 0 | 99.3156 | 180 | 180 | 180 | 180 | 180 | 180 | 180 | 180 | 180 | 20.59% | 0% | 0% | 0% | 0% | 0% | 0% | 0% | 0.07329% | [9 empty] | 0 | 0 | 0 | 0 | 0 | 0 | 0 | 0 | 0 | 0 | 0 | 0 | 0 | Existing & Under Const. Plant
| 23 | Trojan 3 | SouthEast Ghana Group | Gas | Gas Combustion Turbine | 0 | 0 | 0 | 0 | 0 | 0 | 0 | 0 | 0 | 0 | 0 | 0 | 0 | 0 | 0 | 0 | 0 | 0 | 0 | 34 | 34 | 34 | 0 | 0 | 0 | 0 | 0 | 0 | 0 | 0 | 0 | 0 | 0 | 0 | 0 | 0 | 0 | 0 | 0 | 0 | 0 | 0 | 0 | 0 | 0 | 0 | 49.92 | 49.92 | 49.92 | 0 | 0 | 0 | 0 | 0 | 0% | 0% | 0% | 0% | 0% | 0% | 0% | 0% | 0% | [9 empty] | 0 | 0 | 0 | 0 | 0 | 0 | 0 | 0 | 0 | 0 | 0 | 0 | 0 | Existing & Under Const. Plant
| 24 | Ameri_2016 | SouthWest Ghana Group | Gas | Gas Combustion Turbine | 0.42075 | 0 | 18.427 | 0 | 0 | 0 | 0 | 0 | 0 | 41.4044 | 0 | 1813.32 | 0 | 0 | 0 | 0 | 0 | 0 | 14.54 | 14.54 | 14.54 | 14.54 | 0 | 0 | 0 | 0 | 0 | 5 | 0 | 5 | 0 | 0 | 0 | 0 | 0 | 0 | 74.9854 | 0 | 84.5417 | 0 | 0 | 0 | 0 | 0 | 0 | 230 | 230 | 230 | 230 | 0 | 0 | 0 | 0 | 0 | 2.055% | 0% | 90% | 0% | 0% | 0% | 0% | 0% | 0% | [9 empty] | 0 | 0 | 0 | 0 | 0 | 0 | 0 | 0 | 0 | 0 | 0 | 0 | 0 | Existing & Under Const. Plant
| 25 | Ameri_2021 | SouthWest Ghana Group | Gas | Gas Combustion Turbine | 0 | 0 | 0 | 0 | 0 | 0 | 0 | 0 | 0 | 0 | 0 | 0 | 0 | 0 | 0 | 0 | 0 | 0 | 0 | 0 | 0 | 0 | 14.54 | 14.54 | 14.54 | 14.54 | 14.54 | 0 | 0 | 0 | 0 | 0 | 0 | 0 | 0 | 0 | 0 | 0 | 0 | 0 | 0 | 0 | 0 | 0 | 0 | 0 | 0 | 0 | 0 | 230 | 230 | 230 | 230 | 230 | 0% | 0% | 0% | 0% | 0% | 0% | 0% | 0% | 0% | [9 empty] | 0 | 0 | 0 | 0 | 0 | 0 | 0 | 0 | 0 | 0 | 0 | 0 | 0 | Existing & Under Const. Plant
| 26 | Bui | Northern Ghana Group | Water | Hydro | 0 | 0 | 0 | 0 | 0 | 0 | 0 | 0 | 0 | 669.5862 | 669.5865 | 669.5865 | 669.5868 | 669.5867 | 669.5864 | 669.5859 | 669.5865 | 669.5861 | 27.74 | 27.74 | 27.74 | 27.74 | 27.74 | 27.74 | 27.74 | 27.74 | 27.74 | 1.63 | 1.63 | 1.63 | 1.63 | 1.63 | 1.63 | 1.63 | 1.63 | 1.63 | 0 | 0 | 0 | 0 | 0 | 0 | 0 | 0 | 0 | 330 | 330 | 330 | 330 | 330 | 330 | 330 | 330 | 330 | 23.16% | 23.16% | 23.16% | 23.16% | 23.16% | 23.16% | 23.16% | 23.16% | 23.16% | [9 empty] | 0 | 0 | 0 | 0 | 0 | 0 | 0 | 0 | 0 | 0 | 0 | 0 | 0 | Existing & Under Const. Plant
| 27 | Akosombo | SouthEast Ghana Group | Water | Hydro | 0 | 0 | 0 | 0 | 0 | 0 | 0 | 0 | 0 | 3681.6888 | 3681.6886 | 4016.3897 | 4016.3893 | 4434.7622 | 4434.7618 | 4434.7615 | 4434.7624 | 4434.7619 | 9.16 | 9.16 | 9.16 | 9.16 | 9.16 | 9.16 | 9.16 | 9.16 | 9.16 | 0.98 | 0.98 | 0.98 | 0.98 | 0.98 | 0.98 | 0.98 | 0.98 | 0.98 | 0 | 0 | 0 | 0 | 0 | 0 | 0 | 0 | 0 | 900 | 900 | 900 | 900 | 900 | 900 | 900 | 900 | 900 | 46.7% | 46.7% | 50.94% | 50.94% | 56.25% | 56.25% | 56.25% | 56.25% | 56.25% | [9 empty] | 0 | 0 | 0 | 0 | 0 | 0 | 0 | 0 | 0 | 0 | 0 | 0 | 0 | Existing & Under Const. Plant
| 28 | Kpong | SouthEast Ghana Group | Water | Hydro | 0 | 0 | 0 | 0 | 0 | 0 | 0 | 0 | 0 | 722.7075 | 722.7074 | 788.408 | 788.4082 | 870.534 | 870.534 | 870.5339 | 870.5339 | 870.5341 | 9.16 | 9.16 | 9.16 | 9.16 | 9.16 | 9.16 | 9.16 | 9.16 | 9.16 | 0.98 | 0.98 | 0.98 | 0.98 | 0.98 | 0.98 | 0.98 | 0.98 | 0.98 | 0 | 0 | 0 | 0 | 0 | 0 | 0 | 0 | 0 | 140 | 140 | 140 | 140 | 140 | 140 | 140 | 140 | 140 | 58.93% | 58.93% | 64.29% | 64.29% | 70.98% | 70.98% | 70.98% | 70.98% | 70.98% | [9 empty] | 0 | 0 | 0 | 0 | 0 | 0 | 0 | 0 | 0 | 0 | 0 | 0 | 0 | Existing & Under Const. Plant
| 29 | Cote d'Ivoire Dummy | Cote d'Ivoire | Water | Hydro | 0 | 0 | 0 | 0 | 0 | 0 | 0 | 0 | 0 | 814.68 | 814.6799 | 10 | 814.68 | 814.6805 | 814.6803 | 814.6801 | 814.6806 | 814.6797 | 0 | 0 | 0 | 0 | 0 | 0 | 0 | 0 | 0 | 10 | 10 | 10 | 10 | 10 | 10 | 10 | 10 | 10 | 0 | 0 | 0 | 0 | 0 | 0 | 0 | 0 | 0 | 150 | 150 | 150 | 150 | 150 | 150 | 150 | 150 | 150 | 62% | 62% | 0.761% | 62% | 62% | 62% | 62% | 62% | 62% | [9 empty] | 0 | 0 | 0 | 0 | 0 | 0 | 0 | 0 | 0 | 0 | 0 | 0 | 0 | Existing & Under Const. Plant
| 30 | Burkina Dummy | Burkina Group | Water | Hydro | 0 | 0 | 0 | 0 | 0 | 0 | 0 | 0 | 0 | 0.438 | 0.438 | 0.438 | 0.438 | 4.818 | 4.818 | 4.818 | 4.818 | 4.818 | 0 | 0 | 0 | 0 | 0 | 0 | 0 | 0 | 0 | 10 | 10 | 10 | 10 | 10 | 10 | 10 | 10 | 10 | 0 | 0 | 0 | 0 | 0 | 0 | 0 | 0 | 0 | 10 | 10 | 10 | 10 | 110 | 110 | 110 | 110 | 110 | 0.5% | 0.5% | 0.5% | 0.5% | 0.5% | 0.5% | 0.5% | 0.5% | 0.5% | [9 empty] | 0 | 0 | 0 | 0 | 0 | 0 | 0 | 0 | 0 | 0 | 0 | 0 | 0 | Existing & Under Const. Plant
| 31 | VRA Solar | Northern Ghana Group | Sun | Solar PV | 0 | 0 | 0 | 0 | 0 | 0 | 0 | 0 | 0 | 2.7132 | 2.7132 | 2.7132 | 2.7132 | 2.7132 | 2.7132 | 2.7132 | 2.7132 | 2.7132 | 0 | 0 | 0 | 0 | 0 | 0 | 0 | 0 | 0 | 0 | 0 | 0 | 0 | 0 | 0 | 0 | 0 | 0 | 0 | 0 | 0 | 0 | 0 | 0 | 0 | 0 | 0 | 1.8 | 1.8 | 1.8 | 1.8 | 1.8 | 1.8 | 1.8 | 1.8 | 1.8 | 17.21% | 17.21% | 17.21% | 17.21% | 17.21% | 17.21% | 17.21% | 17.21% | 17.21% | [9 empty] | 0 | 0 | 0 | 0 | 0 | 0 | 0 | 0 | 0 | 0 | 0 | 0 | 0 | Existing & Under Const. Plant
| 32 | BXC Solar | SouthEast Ghana Group | Sun | Solar PV | 0 | 0 | 0 | 0 | 0 | 0 | 0 | 0 | 0 | 24.0159 | 24.0159 | 24.0159 | 24.0159 | 24.0159 | 24.0159 | 24.0159 | 24.0159 | 0 | 0 | 0 | 0 | 0 | 0 | 0 | 0 | 0 | 0 | 0 | 0 | 0 | 0 | 0 | 0 | 0 | 0 | 0 | 0 | 0 | 0 | 0 | 0 | 0 | 0 | 0 | 0 | 18 | 18 | 18 | 18 | 18 | 18 | 18 | 18 | 0 | 15.23% | 15.23% | 15.23% | 15.23% | 15.23% | 15.23% | 15.23% | 15.23% | 0% | [9 empty] | 0 | 0 | 0 | 0 | 0 | 0 | 0 | 0 | 0 | 0 | 0 | 0 | 0 | Existing & Under Const. Plant
| 33 | ASHA BIOGAS 2018 | Ashanti Group | Biogas | Biogas | 0 | 0 | 0 | 0 | 0.67014 | 0.67014 | 0.67014 | 0.67014 | 0.67014 | 0 | 0 | 0 | 0 | 37.23 | 37.23 | 37.23 | 37.23 | 37.23 | 0 | 0 | 0 | 410.32 | 410.32 | 410.32 | 410.32 | 410.32 | 410.32 | 0 | 0 | 0 | 0 | 5.5 | 5.5 | 5.5 | 5.5 | 5.5 | 0 | 0 | 0 | 0 | 54 | 54 | 54 | 54 | 54 | 0 | 0 | 0 | 2 | 5 | 5 | 5 | 5 | 5 | 0% | 0% | 0% | 0% | 85% | 85% | 85% | 85% | 85% | 0 | 0 | 0 | 6.72 | 10.08 | 0 | 0 | 0 | 0 | 0 | 0 | 0 | 4.5899 | 5.6899 | 0 | 0 | 0 | 0 | 11.3077 | 11.3077 | 16.8 | 18.48 | Unplanned Build | Potential Build Biogas2018
| 38 | NORT BIOMASS 2018 | Northern Ghana Group | Biomass | Biomass Combustion | 0 | 0 | 0 | 0 | 6.0313 | 6.0313 | 6.0313 | 6.0313 | 6.0313 | 0 | 0 | 0 | 0 | 446.76 | 446.76 | 446.76 | 446.76 | 446.76 | 0 | 0 | 0 | 130 | 130 | 130 | 130 | 130 | 130 | 0 | 0 | 0 | 0 | 4.5 | 4.5 | 4.5 | 4.5 | 4.5 | 0 | 0 | 0 | 0 | 67.5 | 67.5 | 67.5 | 67.5 | 67.5 | 0 | 0 | 0 | 20 | 60 | 60 | 60 | 60 | 60 | 0% | 0% | 0% | 0% | 85% | 85% | 85% | 85% | 85% | 0 | 0 | 0 | 64 | 128 | 0 | 0 | 0 | 0 | 0 | 0 | 0 | 43.7129 | 72.2527 | 0 | 0 | 0 | 0 | 127.5621 | 127.5621 | 192 | 211.2 | Unplanned Build | Potential Build Biomass Combustion2018
| 41 | SOUT COAL STEAM TURBINE 2026 | SouthWest Ghana Group | Coal | Coal Steam Turbine | 0 | 0 | 0 | 0 | 0 | 31.6277 | 69.047 | 69.047 | 69.047 | 0 | 0 | 0 | 0 | 0 | 3594.0616 | 7846.2444 | 7846.2444 | 7846.2444 | 0 | 0 | 0 | 0 | 0 | 65 | 65 | 65 | 65 | 0 | 0 | 0 | 0 | 0 | 6.034 | 6.034 | 6.034 | 6.034 | 0 | 0 | 0 | 0 | 0 | 28.6501 | 29.1315 | 30.4486 | 31.6724 | 0 | 0 | 0 | 0 | 0 | 482.683 | 1053.753 | 1053.753 | 1053.753 | 0% | 0% | 0% | 0% | 0% | 85% | 85% | 85% | 85% | 0 | 0 | 0 | 0 | 0 | 1522.3822 | 1801.1548 | 0 | 0 | 0 | 0 | 0 | 0 | 0 | 645.6387 | 573.9034 | 0 | 0 | 710.2025 | 1341.4963 | 1522.3822 | 3655.8907 | Unplanned Build | Potential Build Coal2026
| 45 | SOUT COMBINED CYCLE 2019 | SouthEast Ghana Group | Oil/Gas | Oil/Gas Combined Cycle | 0 | 0 | 0 | 0 | 0 | 0 | 0 | 0 | 66.3241 | 0 | 0 | 0 | 0 | 0 | 0 | 0 | 0 | 9148.1556 | 0 | 0 | 0 | 0 | 0 | 0 | 0 | 0 | 15 | 0 | 0 | 0 | 0 | 0 | 0 | 0 | 0 | 3.48 | 0 | 0 | 0 | 0 | 0 | 0 | 0 | 0 | 82.5313 | 0 | 0 | 0 | 0 | 0 | 0 | 0 | 0 | 1160.34 | 0% | 0% | 0% | 0% | 0% | 0% | 0% | 0% | 90% | 0 | 0 | 0 | 0 | 0 | 0 | 0 | 0 | 1207.9139 | 0 | 0 | 0 | 0 | 0 | 0 | 0 | 0 | 148.3874 | 0 | 0 | 0 | 0 | Unplanned Build | Potential Build Oil/Gas Combined Cycle2019
| 54 | ASHA INTERRUPTIBLE 2016 | Ashanti Group | Interruptible | Interruptible | 0 | 0 | 0 | 0 | 0 | 0 | 0 | 0 | 0 | 0 | 0 | 0 | 0 | 0 | 0 | 0 | 0 | 0 | 0 | 0 | 0 | 0 | 0 | 0 | 0 | 0 | 0 | 0 | 0 | 0 | 0 | 0 | 0 | 0 | 0 | 0 | 0 | 0 | 0 | 0 | 0 | 0 | 0 | 0 | 0 | 129.301 | 217.102 | 0 | 0 | 0 | 0 | 0 | 0 | 0 | 0% | 0% | 0% | 0% | 0% | 0% | 0% | 0% | 0% | [9 empty] | 0 | 0 | 0 | 0 | 0 | 0 | 0 | 0 | 0 | 0 | 0 | 0 | 0 | Unplanned Build | Potential Build Interruptible2016
| 62 | SOUT NUCLEAR 2030 | SouthWest Ghana Group | Uranium | Nuclear | 0 | 0 | 0 | 0 | 0 | 0 | 0 | 85.7166 | 85.7166 | 0 | 0 | 0 | 0 | 0 | 0 | 0 | 8322 | 8322 | 0 | 0 | 0 | 0 | 0 | 0 | 0 | 100 | 100 | 0 | 0 | 0 | 0 | 0 | 0 | 0 | 2.3 | 2.3 | 0 | 0 | 0 | 0 | 0 | 0 | 0 | 13.184 | 13.184 | 0 | 0 | 0 | 0 | 0 | 0 | 0 | 1000 | 1000 | 0% | 0% | 0% | 0% | 0% | 0% | 0% | 95% | 95% | 0 | 0 | 0 | 0 | 0 | 0 | 0 | 6233 | 0 | 0 | 0 | 0 | 0 | 0 | 0 | 0 | 1233.1658 | 0 | 0 | 1356.4824 | 0 | 6856.3 | Unplanned Build | Potential Build Nuclear2030
| 63 | ASHA SOLAR PV 2020 | Ashanti Group | Sun | Solar PV | 0 | 0 | 0 | 0 | 0 | 0 | 0 | 0 | 0 | 0 | 0 | 0 | 0 | 12.6751 | 12.6751 | 12.6751 | 12.6751 | 12.6751 | 0 | 0 | 0 | 0 | 24.8 | 24.8 | 24.8 | 24.8 | 24.8 | 0 | 0 | 0 | 0 | 0 | 0 | 0 | 0 | 0 | 0 | 0 | 0 | 0 | 0 | 0 | 0 | 0 | 0 | 0 | 0 | 0 | 0 | 10 | 10 | 10 | 10 | 10 | 0% | 0% | 0% | 0% | 14.47% | 14.47% | 14.47% | 14.47% | 14.47% | 0 | 0 | 0 | 0 | 9.027 | 0 | 0 | 0 | 0 | 0 | 0 | 0 | 0 | 5.0955 | 0 | 0 | 0 | 0 | 5.6051 | 5.6051 | 9.027 | 9.9297 | Unplanned Build | Potential Build Solar PV2020
| 64 | ASHA SOLAR PV 2026 | Ashanti Group | Sun | Solar PV | 0 | 0 | 0 | 0 | 0 | 0 | 0 | 0 | 0 | 0 | 0 | 0 | 0 | 0 | 12.6751 | 38.0252 | 38.0252 | 38.0252 | 0 | 0 | 0 | 0 | 0 | 24.8 | 24.8 | 24.8 | 24.8 | 0 | 0 | 0 | 0 | 0 | 0 | 0 | 0 | 0 | 0 | 0 | 0 | 0 | 0 | 0 | 0 | 0 | 0 | 0 | 0 | 0 | 0 | 0 | 10 | 30 | 30 | 30 | 0% | 0% | 0% | 0% | 0% | 14.47% | 14.47% | 14.47% | 14.47% | 0 | 0 | 0 | 0 | 0 | 7.407 | 14.814 | 0 | 0 | 0 | 0 | 0 | 0 | 0 | 3.1413 | 4.7202 | 0 | 0 | 3.4554 | 8.6477 | 7.407 | 24.4432 | Unplanned Build | Potential Build Solar PV2026
| 65 | ASHA SOLAR PV 2035 | Ashanti Group | Sun | Solar PV | 0 | 0 | 0 | 0 | 0 | 0 | 0 | 0 | 0 | 0 | 0 | 0 | 0 | 0 | 0 | 0 | 12.6751 | 69.7128 | 0 | 0 | 0 | 0 | 0 | 0 | 0 | 25 | 25 | 0 | 0 | 0 | 0 | 0 | 0 | 0 | 0 | 0 | 0 | 0 | 0 | 0 | 0 | 0 | 0 | 0 | 0 | 0 | 0 | 0 | 0 | 0 | 0 | 0 | 10 | 55 | 0% | 0% | 0% | 0% | 0% | 0% | 0% | 14.47% | 14.47% | 0 | 0 | 0 | 0 | 0 | 0 | 0 | 8.6378 | 38.8703 | 0 | 0 | 0 | 0 | 0 | 0 | 0 | 1.709 | 4.7751 | 0 | 1.8798 | 0 | 9.5016 | Unplanned Build | Potential Build Solar PV2035
| 66 | SOUT SOLAR PV 2020 | SouthWest Ghana Group | Sun | Solar PV | 0 | 0 | 0 | 0 | 0 | 0 | 0 | 0 | 0 | 0 | 0 | 0 | 0 | 12.6751 | 12.6751 | 12.6751 | 12.6751 | 12.6751 | 0 | 0 | 0 | 0 | 24.8 | 24.8 | 24.8 | 24.8 | 24.8 | 0 | 0 | 0 | 0 | 0 | 0 | 0 | 0 | 0 | 0 | 0 | 0 | 0 | 0 | 0 | 0 | 0 | 0 | 0 | 0 | 0 | 0 | 10 | 10 | 10 | 10 | 10 | 0% | 0% | 0% | 0% | 14.47% | 14.47% | 14.47% | 14.47% | 14.47% | 0 | 0 | 0 | 0 | 9.027 | 0 | 0 | 0 | 0 | 0 | 0 | 0 | 0 | 5.0955 | 0 | 0 | 0 | 0 | 5.6051 | 5.6051 | 9.027 | 9.9297 | Unplanned Build | Potential Build Solar PV2020
| 67 | SOUT SOLAR PV 2026 | SouthWest Ghana Group | Sun | Solar PV | 0 | 0 | 0 | 0 | 0 | 0 | 0 | 0 | 0 | 0 | 0 | 0 | 0 | 0 | 12.6751 | 25.3501 | 25.3501 | 25.3501 | 0 | 0 | 0 | 0 | 0 | 24.8 | 24.8 | 24.8 | 24.8 | 0 | 0 | 0 | 0 | 0 | 0 | 0 | 0 | 0 | 0 | 0 | 0 | 0 | 0 | 0 | 0 | 0 | 0 | 0 | 0 | 0 | 0 | 0 | 10 | 20 | 20 | 20 | 0% | 0% | 0% | 0% | 0% | 14.47% | 14.47% | 14.47% | 14.47% | 0 | 0 | 0 | 0 | 0 | 7.407 | 7.407 | 0 | 0 | 0 | 0 | 0 | 0 | 0 | 3.1413 | 2.3601 | 0 | 0 | 3.4554 | 6.0515 | 7.407 | 16.2954 | Unplanned Build | Potential Build Solar PV2026
| 68 | SOUT SOLAR PV 2035 | SouthWest Ghana Group | Sun | Solar PV | 0 | 0 | 0 | 0 | 0 | 0 | 0 | 0 | 0 | 0 | 0 | 0 | 0 | 0 | 0 | 0 | 12.6751 | 57.0377 | 0 | 0 | 0 | 0 | 0 | 0 | 0 | 25 | 25 | 0 | 0 | 0 | 0 | 0 | 0 | 0 | 0 | 0 | 0 | 0 | 0 | 0 | 0 | 0 | 0 | 0 | 0 | 0 | 0 | 0 | 0 | 0 | 0 | 0 | 10 | 45 | 0% | 0% | 0% | 0% | 0% | 0% | 0% | 14.47% | 14.47% | 0 | 0 | 0 | 0 | 0 | 0 | 0 | 8.6378 | 30.2324 | 0 | 0 | 0 | 0 | 0 | 0 | 0 | 1.709 | 3.7139 | 0 | 1.8798 | 0 | 9.5016 | Unplanned Build | Potential Build Solar PV2035
| 69 | NORT SOLAR PV 2018 | Northern Ghana Group | Sun | Solar PV | 0 | 0 | 0 | 0 | 0 | 0 | 0 | 0 | 0 | 0 | 0 | 67.5263 | 67.5263 | 67.5263 | 67.5263 | 67.5263 | 67.5263 | 67.5263 | 0 | 0 | 24.8 | 24.8 | 24.8 | 24.8 | 24.8 | 24.8 | 24.8 | 0 | 0 | 0 | 0 | 0 | 0 | 0 | 0 | 0 | 0 | 0 | 0 | 0 | 0 | 0 | 0 | 0 | 0 | 0 | 0 | 47.1565 | 47.1565 | 47.1565 | 47.1565 | 47.1565 | 47.1565 | 47.1565 | 0% | 0% | 16.35% | 16.35% | 16.35% | 16.35% | 16.35% | 16.35% | 16.35% | 0 | 0 | 58.6155 | 0 | 0 | 0 | 0 | 0 | 0 | 0 | 0 | 44.0387 | 0 | 0 | 0 | 0 | 0 | 0 | 48.4426 | 48.4426 | 58.6155 | 64.4771 | Unplanned Build | Potential Build Solar PV2018
| 70 | NORT SOLAR PV 2020 | Northern Ghana Group | Sun | Solar PV | 0 | 0 | 0 | 0 | 0 | 0 | 0 | 0 | 0 | 0 | 0 | 0 | 0 | 143.1961 | 143.1961 | 143.1961 | 143.1961 | 143.1961 | 0 | 0 | 0 | 0 | 24.8 | 24.8 | 24.8 | 24.8 | 24.8 | 0 | 0 | 0 | 0 | 0 | 0 | 0 | 0 | 0 | 0 | 0 | 0 | 0 | 0 | 0 | 0 | 0 | 0 | 0 | 0 | 0 | 0 | 100 | 100 | 100 | 100 | 100 | 0% | 0% | 0% | 0% | 16.35% | 16.35% | 16.35% | 16.35% | 16.35% | 0 | 0 | 0 | 0 | 90.27 | 0 | 0 | 0 | 0 | 0 | 0 | 0 | 0 | 50.9551 | 0 | 0 | 0 | 0 | 56.0506 | 56.0506 | 90.27 | 99.297 | Unplanned Build | Potential Build Solar PV2020
| 71 | NORT SOLAR PV 2023 | Northern Ghana Group | Sun | Solar PV | 0 | 0 | 0 | 0 | 0 | 0 | 0 | 0 | 0 | 0 | 0 | 0 | 0 | 71.598 | 143.1961 | 143.1961 | 143.1961 | 143.1961 | 0 | 0 | 0 | 0 | 24.8 | 24.8 | 24.8 | 24.8 | 24.8 | 0 | 0 | 0 | 0 | 0 | 0 | 0 | 0 | 0 | 0 | 0 | 0 | 0 | 0 | 0 | 0 | 0 | 0 | 0 | 0 | 0 | 0 | 50 | 100 | 100 | 100 | 100 | 0% | 0% | 0% | 0% | 16.35% | 16.35% | 16.35% | 16.35% | 16.35% | 0 | 0 | 0 | 0 | 42.3473 | 42.3473 | 0 | 0 | 0 | 0 | 0 | 0 | 0 | 23.9039 | 17.9594 | 0 | 0 | 0 | 46.0496 | 46.0496 | 84.6945 | 93.164 | Unplanned Build | Potential Build Solar PV2023
| 72 | NORT SOLAR PV 2026 | Northern Ghana Group | Sun | Solar PV | 0 | 0 | 0 | 0 | 0 | 0 | 0 | 0 | 0 | 0 | 0 | 0 | 0 | 0 | 71.598 | 214.7941 | 214.7941 | 214.7941 | 0 | 0 | 0 | 0 | 0 | 24.8 | 24.8 | 24.8 | 24.8 | 0 | 0 | 0 | 0 | 0 | 0 | 0 | 0 | 0 | 0 | 0 | 0 | 0 | 0 | 0 | 0 | 0 | 0 | 0 | 0 | 0 | 0 | 0 | 50 | 150 | 150 | 150 | 0% | 0% | 0% | 0% | 0% | 16.35% | 16.35% | 16.35% | 16.35% | 0 | 0 | 0 | 0 | 0 | 37.0351 | 74.0702 | 0 | 0 | 0 | 0 | 0 | 0 | 0 | 15.7065 | 23.601 | 0 | 0 | 17.2771 | 43.2383 | 37.0351 | 122.2158 | Unplanned Build | Potential Build Solar PV2026
| 73 | NORT SOLAR PV 2030 | Northern Ghana Group | Sun | Solar PV | 0 | 0 | 0 | 0 | 0 | 0 | 0 | 0 | 0 | 0 | 0 | 0 | 0 | 0 | 0 | 35.799 | 178.9951 | 178.9951 | 0 | 0 | 0 | 0 | 0 | 0 | 24.8 | 24.8 | 24.8 | 0 | 0 | 0 | 0 | 0 | 0 | 0 | 0 | 0 | 0 | 0 | 0 | 0 | 0 | 0 | 0 | 0 | 0 | 0 | 0 | 0 | 0 | 0 | 0 | 25 | 125 | 125 | 0% | 0% | 0% | 0% | 0% | 0% | 16.35% | 16.35% | 16.35% | 0 | 0 | 0 | 0 | 0 | 0 | 17.1313 | 68.5253 | 0 | 0 | 0 | 0 | 0 | 0 | 0 | 5.4586 | 13.5574 | 0 | 0 | 20.9175 | 0 | 94.2223 | Unplanned Build | Potential Build Solar PV2030
| 74 | NORT SOLAR PV 2035 | Northern Ghana Group | Sun | Solar PV | 0 | 0 | 0 | 0 | 0 | 0 | 0 | 0 | 0 | 0 | 0 | 0 | 0 | 0 | 0 | 0 | 71.598 | 429.5883 | 0 | 0 | 0 | 0 | 0 | 0 | 0 | 24.8 | 24.8 | 0 | 0 | 0 | 0 | 0 | 0 | 0 | 0 | 0 | 0 | 0 | 0 | 0 | 0 | 0 | 0 | 0 | 0 | 0 | 0 | 0 | 0 | 0 | 0 | 0 | 50 | 300 | 0% | 0% | 0% | 0% | 0% | 0% | 0% | 16.35% | 16.35% | 0 | 0 | 0 | 0 | 0 | 0 | 0 | 43.1892 | 215.946 | 0 | 0 | 0 | 0 | 0 | 0 | 0 | 8.5448 | 26.5281 | 0 | 9.3992 | 0 | 47.5081 | Unplanned Build | Potential Build Solar PV2035
| 76 | SOUT SOLAR PV 2020 | SouthEast Ghana Group | Sun | Solar PV | 0 | 0 | 0 | 0 | 0 | 0 | 0 | 0 | 0 | 0 | 0 | 0 | 0 | 63.3753 | 63.3753 | 63.3753 | 63.3753 | 63.3753 | 0 | 0 | 0 | 0 | 24.8 | 24.8 | 24.8 | 24.8 | 24.8 | 0 | 0 | 0 | 0 | 0 | 0 | 0 | 0 | 0 | 0 | 0 | 0 | 0 | 0 | 0 | 0 | 0 | 0 | 0 | 0 | 0 | 0 | 50 | 50 | 50 | 50 | 50 | 0% | 0% | 0% | 0% | 14.47% | 14.47% | 14.47% | 14.47% | 14.47% | 0 | 0 | 0 | 0 | 45.135 | 0 | 0 | 0 | 0 | 0 | 0 | 0 | 0 | 25.4775 | 0 | 0 | 0 | 0 | 28.0253 | 28.0253 | 45.135 | 49.6485 | Unplanned Build | Potential Build Solar PV2020
| 77 | SOUT SOLAR PV 2026 | SouthEast Ghana Group | Sun | Solar PV | 0 | 0 | 0 | 0 | 0 | 0 | 0 | 0 | 0 | 0 | 0 | 0 | 0 | 0 | 31.6876 | 221.8134 | 221.8134 | 221.8134 | 0 | 0 | 0 | 0 | 0 | 24.8 | 24.8 | 24.8 | 24.8 | 0 | 0 | 0 | 0 | 0 | 0 | 0 | 0 | 0 | 0 | 0 | 0 | 0 | 0 | 0 | 0 | 0 | 0 | 0 | 0 | 0 | 0 | 0 | 25 | 175 | 175 | 175 | 0% | 0% | 0% | 0% | 0% | 14.47% | 14.47% | 14.47% | 14.47% | 0 | 0 | 0 | 0 | 0 | 18.5175 | 111.1053 | 0 | 0 | 0 | 0 | 0 | 0 | 0 | 7.8532 | 35.4016 | 0 | 0 | 8.6386 | 47.5803 | 18.5175 | 142.5851 | Unplanned Build | Potential Build Solar PV2026
| 78 | SOUT SOLAR PV 2035 | SouthEast Ghana Group | Sun | Solar PV | 0 | 0 | 0 | 0 | 0 | 0 | 0 | 0 | 0 | 0 | 0 | 0 | 0 | 0 | 0 | 0 | 63.3753 | 285.1886 | 0 | 0 | 0 | 0 | 0 | 0 | 0 | 25 | 25 | 0 | 0 | 0 | 0 | 0 | 0 | 0 | 0 | 0 | 0 | 0 | 0 | 0 | 0 | 0 | 0 | 0 | 0 | 0 | 0 | 0 | 0 | 0 | 0 | 0 | 50 | 225 | 0% | 0% | 0% | 0% | 0% | 0% | 0% | 14.47% | 14.47% | 0 | 0 | 0 | 0 | 0 | 0 | 0 | 43.1892 | 151.1622 | 0 | 0 | 0 | 0 | 0 | 0 | 0 | 8.5448 | 18.5697 | 0 | 9.3992 | 0 | 47.5081 | Unplanned Build | Potential Build Solar PV2035
| 80 | SOUT SOLAR PV 2020 | SouthWest Ghana Group | Sun | Solar PV | 0 | 0 | 0 | 0 | 0 | 0 | 0 | 0 | 0 | 0 | 0 | 0 | 0 | 6.5372 | 44.5624 | 44.5624 | 44.5624 | 44.5624 | 0 | 0 | 0 | 0 | 24.8 | 24.8 | 24.8 | 24.8 | 24.8 | 0 | 0 | 0 | 0 | 0 | 0 | 0 | 0 | 0 | 0 | 0 | 0 | 0 | 0 | 0 | 0 | 0 | 0 | 0 | 0 | 0 | 0 | 5.1576 | 35.1576 | 35.1576 | 35.1576 | 35.1576 | 0% | 0% | 0% | 0% | 14.47% | 14.47% | 14.47% | 14.47% | 14.47% | 0 | 0 | 0 | 0 | 4.6557 | 27.081 | 0 | 0 | 0 | 0 | 0 | 0 | 0 | 2.628 | 11.485 | 0 | 0 | 0 | 15.5243 | 15.5243 | 31.7367 | 34.9104 | Unplanned Build | Potential Build Solar PV2020
| 81 | SOUT SOLAR PV 2026 | SouthWest Ghana Group | Sun | Solar PV | 0 | 0 | 0 | 0 | 0 | 0 | 0 | 0 | 0 | 0 | 0 | 0 | 0 | 0 | 25.3501 | 126.7505 | 126.7505 | 126.7505 | 0 | 0 | 0 | 0 | 0 | 24.8 | 24.8 | 24.8 | 24.8 | 0 | 0 | 0 | 0 | 0 | 0 | 0 | 0 | 0 | 0 | 0 | 0 | 0 | 0 | 0 | 0 | 0 | 0 | 0 | 0 | 0 | 0 | 0 | 20 | 100 | 100 | 100 | 0% | 0% | 0% | 0% | 0% | 14.47% | 14.47% | 14.47% | 14.47% | 0 | 0 | 0 | 0 | 0 | 14.814 | 59.2562 | 0 | 0 | 0 | 0 | 0 | 0 | 0 | 6.2826 | 18.8808 | 0 | 0 | 6.9109 | 27.6798 | 14.814 | 81.4772 | Unplanned Build | Potential Build Solar PV2026
| 82 | SOUT SOLAR PV 2035 | SouthWest Ghana Group | Sun | Solar PV | 0 | 0 | 0 | 0 | 0 | 0 | 0 | 0 | 0 | 0 | 0 | 0 | 0 | 0 | 0 | 0 | 12.6751 | 152.1006 | 0 | 0 | 0 | 0 | 0 | 0 | 0 | 25 | 25 | 0 | 0 | 0 | 0 | 0 | 0 | 0 | 0 | 0 | 0 | 0 | 0 | 0 | 0 | 0 | 0 | 0 | 0 | 0 | 0 | 0 | 0 | 0 | 0 | 0 | 10 | 120 | 0% | 0% | 0% | 0% | 0% | 0% | 0% | 14.47% | 14.47% | 0 | 0 | 0 | 0 | 0 | 0 | 0 | 8.6378 | 95.0162 | 0 | 0 | 0 | 0 | 0 | 0 | 0 | 1.709 | 11.6724 | 0 | 1.8798 | 0 | 9.5016 | Unplanned Build | Potential Build Solar PV2035
| 84 | SOUT SOLAR PV 2026 | SouthEast Ghana Group | Sun | Solar PV | 0 | 0 | 0 | 0 | 0 | 0 | 0 | 0 | 0 | 0 | 0 | 0 | 0 | 0 | 12.6751 | 25.3501 | 25.3501 | 25.3501 | 0 | 0 | 0 | 0 | 0 | 24.8 | 24.8 | 24.8 | 24.8 | 0 | 0 | 0 | 0 | 0 | 0 | 0 | 0 | 0 | 0 | 0 | 0 | 0 | 0 | 0 | 0 | 0 | 0 | 0 | 0 | 0 | 0 | 0 | 10 | 20 | 20 | 20 | 0% | 0% | 0% | 0% | 0% | 14.47% | 14.47% | 14.47% | 14.47% | 0 | 0 | 0 | 0 | 0 | 7.407 | 7.407 | 0 | 0 | 0 | 0 | 0 | 0 | 0 | 3.1413 | 2.3601 | 0 | 0 | 3.4554 | 6.0515 | 7.407 | 16.2954 | Unplanned Build | Potential Build Solar PV2026
| 85 | SOUT SOLAR PV 2035 | SouthEast Ghana Group | Sun | Solar PV | 0 | 0 | 0 | 0 | 0 | 0 | 0 | 0 | 0 | 0 | 0 | 0 | 0 | 0 | 0 | 0 | 12.6751 | 38.0252 | 0 | 0 | 0 | 0 | 0 | 0 | 0 | 25 | 25 | 0 | 0 | 0 | 0 | 0 | 0 | 0 | 0 | 0 | 0 | 0 | 0 | 0 | 0 | 0 | 0 | 0 | 0 | 0 | 0 | 0 | 0 | 0 | 0 | 0 | 10 | 30 | 0% | 0% | 0% | 0% | 0% | 0% | 0% | 14.47% | 14.47% | 0 | 0 | 0 | 0 | 0 | 0 | 0 | 8.6378 | 17.2757 | 0 | 0 | 0 | 0 | 0 | 0 | 0 | 1.709 | 2.1222 | 0 | 1.8798 | 0 | 9.5016 | Unplanned Build | Potential Build Solar PV2035
| 87 | ASHA SOLAR PV WITH STORAGE 2026 | Ashanti Group | Sun + storage | Solar PV + Storage | 0 | 0 | 0 | 0 | 0 | 0 | 0 | 0 | 0 | 0 | 0 | 0 | 0 | 0 | 0 | 12.675 | 12.675 | 12.675 | 0 | 0 | 0 | 0 | 0 | 0 | 28 | 28 | 28 | 0 | 0 | 0 | 0 | 0 | 0 | 0 | 0 | 0 | 0 | 0 | 0 | 0 | 0 | 0 | 0 | 0 | 0 | 0 | 0 | 0 | 0 | 0 | 0 | 10 | 10 | 10 | 0% | 0% | 0% | 0% | 0% | 0% | 14.47% | 14.47% | 14.47% | 0 | 0 | 0 | 0 | 0 | 0 | 11.875 | 0 | 0 | 0 | 0 | 0 | 0 | 0 | 0 | 3.7837 | 0 | 0 | 0 | 4.1621 | 0 | 13.0625 | Unplanned Build | Potential Build Solar PV with storage2026
| 93 | NORT SOLAR PV WITH STORAGE 2026 | Northern Ghana Group | Sun + storage | Solar PV + Storage | 0 | 0 | 0 | 0 | 0 | 0 | 0 | 0 | 0 | 0 | 0 | 0 | 0 | 0 | 0 | 63.3752 | 63.3752 | 63.3752 | 0 | 0 | 0 | 0 | 0 | 0 | 28 | 28 | 28 | 0 | 0 | 0 | 0 | 0 | 0 | 0 | 0 | 0 | 0 | 0 | 0 | 0 | 0 | 0 | 0 | 0 | 0 | 0 | 0 | 0 | 0 | 0 | 0 | 50 | 50 | 50 | 0% | 0% | 0% | 0% | 0% | 0% | 14.47% | 14.47% | 14.47% | 0 | 0 | 0 | 0 | 0 | 0 | 59.375 | 0 | 0 | 0 | 0 | 0 | 0 | 0 | 0 | 18.9187 | 0 | 0 | 0 | 20.8106 | 0 | 65.3125 | Unplanned Build | Potential Build Solar PV with storage2026
| 104 | SOUT WIND TURBINE 2020 | SouthEast Ghana Group | Wind | Wind | 0 | 0 | 0 | 0 | 0 | 0 | 0 | 0 | 0 | 0 | 0 | 0 | 175.1525 | 350.305 | 525.4575 | 525.4575 | 525.4575 | 525.4575 | 0 | 0 | 0 | 46.71 | 46.71 | 46.71 | 46.71 | 46.71 | 46.71 | 0 | 0 | 0 | 0 | 0 | 0 | 0 | 0 | 0 | 0 | 0 | 0 | 0 | 0 | 0 | 0 | 0 | 0 | 0 | 0 | 0 | 75 | 150 | 225 | 225 | 225 | 225 | 0% | 0% | 0% | 26.66% | 26.66% | 26.66% | 26.66% | 26.66% | 26.66% | 0 | 0 | 0 | 67.5749 | 67.5749 | 67.5749 | 0 | 0 | 0 | 0 | 0 | 0 | 46.1546 | 38.1443 | 28.6584 | 0 | 0 | 0 | 124.253 | 124.253 | 202.7248 | 222.9973 | Unplanned Build | Potential Build Wind2020
| 105 | SOUT WIND TURBINE 2026 | SouthEast Ghana Group | Wind | Wind | 0 | 0 | 0 | 0 | 0 | 0 | 0 | 0 | 0 | 0 | 0 | 0 | 0 | 0 | 175.1525 | 408.6892 | 525.4575 | 525.4575 | 0 | 0 | 0 | 0 | 0 | 46.71 | 46.71 | 46.71 | 46.71 | 0 | 0 | 0 | 0 | 0 | 0 | 0 | 0 | 0 | 0 | 0 | 0 | 0 | 0 | 0 | 0 | 0 | 0 | 0 | 0 | 0 | 0 | 0 | 75 | 175 | 225 | 225 | 0% | 0% | 0% | 0% | 0% | 26.66% | 26.66% | 26.66% | 26.66% | 0 | 0 | 0 | 0 | 0 | 42.0874 | 56.1165 | 28.0583 | 0 | 0 | 0 | 0 | 0 | 0 | 17.8492 | 17.8804 | 5.5512 | 0 | 19.6341 | 45.4089 | 42.0874 | 138.8883 | Unplanned Build | Potential Build Wind2026
| 106 | SOUT WIND TURBINE 2035 | SouthEast Ghana Group | Wind | Wind | 0 | 0 | 0 | 0 | 0 | 0 | 0 | 0 | 0 | 0 | 0 | 0 | 0 | 0 | 0 | 0 | 233.5367 | 233.5367 | 0 | 0 | 0 | 0 | 0 | 0 | 0 | 47 | 47 | 0 | 0 | 0 | 0 | 0 | 0 | 0 | 0 | 0 | 0 | 0 | 0 | 0 | 0 | 0 | 0 | 0 | 0 | 0 | 0 | 0 | 0 | 0 | 0 | 0 | 100 | 100 | 0% | 0% | 0% | 0% | 0% | 0% | 0% | 26.66% | 26.66% | 0 | 0 | 0 | 0 | 0 | 0 | 0 | 78.3123 | 0 | 0 | 0 | 0 | 0 | 0 | 0 | 0 | 15.4937 | 0 | 0 | 17.043 | 0 | 86.1435 | Unplanned Build | Potential Build Wind2035
[6 empty] | 0 | 0 | 0 | 0 | 0 | 0 | 0 |  |  | 0 | 0 | 0 | 0 | 0 | 0 | 0 |  |  | 0 | 0 | 0 | 0 | 0 | 0 | 0 |  |  | 0 | 0 | 0 | 0 | 0 | 0 | 0 |  |  | 0 | 0 | 0 | 0 | 0 | 0 | 0 |  |  | 0 | 0 | 0 | 0 | 0 | 0 | 0 |  |  | 0 | 0 | 0 | 0 | 0 | 0 | 0

## HighDemandHighCostLowWater
Bck to Contents | [77 empty] | 90.91% | 82.64% | 75.13% | 68.3% | 56.45% | 42.41% | 31.86% | 19.78% | 12.28% | Cap Cost NPV |  | Cap Cost -- no NPV
|  | Plant Name |  |  |  | FUEL CONSUMPTION | [8 empty] | GENERATION | [8 empty] | FOM (USD/kW-yr | [8 empty] | VOM (USD/MWh) | [8 empty] | Fuel Cost (USD/MWh) | [8 empty] | Available Capacity | [8 empty] | Capacity Factors | [8 empty] | Total Capital Cost | [8 empty] | Total Capital Cost (NPV) | [8 empty] | 1520.8441 | 9753.5037 | 2867.0397 | 34600.5254 | Unplanned? | Plant Name
| UnitID |  | Model Region | Fuel Type | Capacity Type | 2017 | 2018 | 2019 | 2020 | 2023 | 2026 | 2030 | 2035 | 2040 | 2017 | 2018 | 2019 | 2020 | 2023 | 2026 | 2030 | 2035 | 2040 | 2017 | 2018 | 2019 | 2020 | 2023 | 2026 | 2030 | 2035 | 2040 | 2017 | 2018 | 2019 | 2020 | 2023 | 2026 | 2030 | 2035 | 2040 | 2017 | 2018 | 2019 | 2020 | 2023 | 2026 | 2030 | 2035 | 2040 | 2017 | 2018 | 2019 | 2020 | 2023 | 2026 | 2030 | 2035 | 2040 | 2017 | 2018 | 2019 | 2020 | 2023 | 2026 | 2030 | 2035 | 2040 | 2017 | 2018 | 2019 | 2020 | 2023 | 2026 | 2030 | 2035 | 2040 | 2017 | 2018 | 2019 | 2020 | 2023 | 2026 | 2030 | 2035 | 2040 | 10-year | 20-year | 10-year | 20-year
| 1 | CENIT | SouthEast Ghana Group | Oil | Oil Combustion | 0 | 0 | 0 | 0 | 0 | 0 | 0 | 0 | 0 | 0 | 0 | 0 | 0 | 0 | 0 | 0 | 0 | 0 | 11.83 | 11.83 | 11.83 | 11.83 | 11.83 | 11.83 | 11.83 | 0 | 0 | 0 | 0 | 0 | 0 | 0 | 0 | 0 | 0 | 0 | 0 | 0 | 0 | 0 | 0 | 0 | 0 | 0 | 0 | 100 | 100 | 100 | 100 | 100 | 100 | 100 | 0 | 0 | 0% | 0% | 0% | 0% | 0% | 0% | 0% | 0% | 0% | [9 empty] | 0 | 0 | 0 | 0 | 0 | 0 | 0 | 0 | 0 | 0 | 0 | 0 | 0 | Existing & Under Const. Plant
| 2 | Trojan 2B | SouthEast Ghana Group | Oil | Oil Combustion | 1.0933 | 0 | 0 | 0 | 0 | 0 | 0 | 0 | 0 | 129.5385 | 0 | 0 | 0 | 0 | 0 | 0 | 0 | 0 | 34 | 34 | 34 | 34 | 0 | 0 | 0 | 0 | 0 | 5.5 | 0 | 0 | 0 | 0 | 0 | 0 | 0 | 0 | 97.9957 | 0 | 0 | 0 | 0 | 0 | 0 | 0 | 0 | 16.25 | 16.25 | 16.25 | 16.25 | 0 | 0 | 0 | 0 | 0 | 91% | 0% | 0% | 0% | 0% | 0% | 0% | 0% | 0% | [9 empty] | 0 | 0 | 0 | 0 | 0 | 0 | 0 | 0 | 0 | 0 | 0 | 0 | 0 | Existing & Under Const. Plant
| 3 | Trojan 2A | Ashanti Group | Oil | Oil Combustion | 0.26958 | 0 | 0 | 0 | 0 | 0 | 0 | 0 | 0 | 31.941 | 0 | 0 | 0 | 0 | 0 | 0 | 0 | 0 | 34 | 34 | 34 | 34 | 0 | 0 | 0 | 0 | 0 | 5.5 | 0 | 0 | 0 | 0 | 0 | 0 | 0 | 0 | 108.8196 | 0 | 0 | 0 | 0 | 0 | 0 | 0 | 0 | 16.25 | 16.25 | 16.25 | 16.25 | 0 | 0 | 0 | 0 | 0 | 22.44% | 0% | 0% | 0% | 0% | 0% | 0% | 0% | 0% | [9 empty] | 0 | 0 | 0 | 0 | 0 | 0 | 0 | 0 | 0 | 0 | 0 | 0 | 0 | Existing & Under Const. Plant
| 4 | GP Tarkwa Plant | SouthWest Ghana Group | Oil | Oil Combustion | 0 | 0 | 0 | 0 | 0 | 2.7259 | 0 | 0 | 0 | 0 | 0 | 0 | 0 | 0 | 274.626 | 0 | 0 | 0 | 17.5 | 17.5 | 17.5 | 17.5 | 17.5 | 17.5 | 17.5 | 17.5 | 17.5 | 0 | 0 | 0 | 0 | 0 | 3.5 | 0 | 0 | 0 | 0 | 0 | 0 | 0 | 0 | 180.3753 | 0 | 0 | 0 | 33 | 33 | 33 | 33 | 33 | 33 | 33 | 33 | 33 | 0% | 0% | 0% | 0% | 0% | 95% | 0% | 0% | 0% | [9 empty] | 0 | 0 | 0 | 0 | 0 | 0 | 0 | 0 | 0 | 0 | 0 | 0 | 0 | Existing & Under Const. Plant
| 5 | GP Chirano Plant | SouthWest Ghana Group | Oil | Oil Combustion | 0 | 0 | 0 | 0 | 0 | 0.00020315 | 0 | 0 | 0 | 0 | 0 | 0 | 0 | 0 | 0.018468 | 0 | 0 | 0 | 17.5 | 17.5 | 17.5 | 17.5 | 17.5 | 17.5 | 17.5 | 17.5 | 17.5 | 0 | 0 | 0 | 0 | 0 | 3.5 | 0 | 0 | 0 | 0 | 0 | 0 | 0 | 0 | 199.892 | 0 | 0 | 0 | 30 | 30 | 30 | 30 | 30 | 30 | 30 | 30 | 30 | 0% | 0% | 0% | 0% | 0% | 0.007027% | 0% | 0% | 0% | [9 empty] | 0 | 0 | 0 | 0 | 0 | 0 | 0 | 0 | 0 | 0 | 0 | 0 | 0 | Existing & Under Const. Plant
| 6 | GP Darmang Plant | SouthWest Ghana Group | Oil | Oil Combustion | 0 | 0 | 0 | 0 | 0 | 1.8169 | 0 | 0 | 0 | 0 | 0 | 0 | 0 | 0 | 170.9241 | 0 | 0 | 0 | 17.5 | 17.5 | 17.5 | 17.5 | 17.5 | 17.5 | 17.5 | 17.5 | 17.5 | 0 | 0 | 0 | 0 | 0 | 3.5 | 0 | 0 | 0 | 0 | 0 | 0 | 0 | 0 | 193.1684 | 0 | 0 | 0 | 25.5 | 25.5 | 25.5 | 25.5 | 25.5 | 25.5 | 25.5 | 25.5 | 25.5 | 0% | 0% | 0% | 0% | 0% | 76.52% | 0% | 0% | 0% | [9 empty] | 0 | 0 | 0 | 0 | 0 | 0 | 0 | 0 | 0 | 0 | 0 | 0 | 0 | Existing & Under Const. Plant
| 7 | SAPP 2 | SouthEast Ghana Group | Oil/Gas | Oil/Gas Combined Cycle | 7.6694 | 23.5117 | 21.0879 | 13.6024 | 23.5117 | 23.5117 | 17.544 | 10.2733 | 3.3069 | 983.2552 | 3014.316 | 2703.5815 | 1743.8925 | 3014.3162 | 3014.3161 | 2249.2291 | 1317.0884 | 423.9586 | 16 | 16 | 16 | 16 | 16 | 16 | 16 | 16 | 16 | 3.5 | 3.5 | 3.5 | 3.5 | 3.5 | 3.5 | 3.5 | 3.5 | 3.5 | 68.1607 | 62.9829 | 64.6995 | 64.7092 | 61.9034 | 97.5572 | 63.324 | 63.3416 | 63.2453 | 370 | 370 | 370 | 370 | 370 | 370 | 370 | 370 | 370 | 30.34% | 93% | 83.41% | 53.8% | 93% | 93% | 69.39% | 40.64% | 13.08% | [9 empty] | 0 | 0 | 0 | 0 | 0 | 0 | 0 | 0 | 0 | 0 | 0 | 0 | 0 | Existing & Under Const. Plant
| 8 | Cenpower | SouthEast Ghana Group | Oil/Gas | Oil/Gas Combined Cycle | 0 | 3.4883 | 6.9875 | 0 | 19.7382 | 21.6884 | 0.28792 | 0.24185 | 0.53069 | 0 | 445.5084 | 892.3954 | 0 | 2520.8425 | 2769.9118 | 36.7709 | 30.887 | 67.7771 | 0 | 16 | 16 | 16 | 16 | 16 | 16 | 16 | 16 | 0 | 3.5 | 3.5 | 0 | 3.5 | 3.5 | 3.5 | 3.5 | 3.5 | 0 | 63.6255 | 64.6687 | 0 | 62.5478 | 91.6332 | 63.6931 | 63.0185 | 62.2459 | 0 | 340 | 340 | 340 | 340 | 340 | 340 | 340 | 340 | 0% | 14.96% | 29.96% | 0% | 84.64% | 93% | 1.235% | 1.037% | 2.276% | [9 empty] | 0 | 0 | 0 | 0 | 0 | 0 | 0 | 0 | 0 | 0 | 0 | 0 | 0 | Existing & Under Const. Plant
| 9 | KarpowerShip 1 | SouthEast Ghana Group | Oil/Gas | Oil/Gas Combined Cycle | 14.837 | 0 | 0 | 0 | 0 | 0 | 0 | 0 | 0 | 1942.0128 | 0 | 0 | 0 | 0 | 0 | 0 | 0 | 0 | 177.828 | 0 | 0 | 0 | 0 | 0 | 0 | 0 | 0 | 3.5 | 0 | 0 | 0 | 0 | 0 | 0 | 0 | 0 | 67.7182 | 0 | 0 | 0 | 0 | 0 | 0 | 0 | 0 | 247 | 0 | 0 | 0 | 0 | 0 | 0 | 0 | 0 | 89.75% | 0% | 0% | 0% | 0% | 0% | 0% | 0% | 0% | [9 empty] | 0 | 0 | 0 | 0 | 0 | 0 | 0 | 0 | 0 | 0 | 0 | 0 | 0 | Existing & Under Const. Plant
| 10 | AKSA | SouthEast Ghana Group | Oil/Gas | Oil/Gas Combined Cycle | 10.1595 | 0 | 6.2251 | 20.1404 | 25.9679 | 25.9679 | 0 | 0 | 0.017546 | 1195.236 | 0 | 732.3642 | 2369.4531 | 3055.05 | 3055.05 | 0 | 0 | 2.0642 | 16 | 16 | 16 | 16 | 16 | 16 | 16 | 16 | 16 | 3.5 | 0 | 3.5 | 3.5 | 3.5 | 3.5 | 0 | 0 | 3.5 | 75.3409 | 0 | 104.0236 | 116.8462 | 130.3199 | 140.312 | 0 | 0 | 67.235 | 250 | 375 | 375 | 375 | 375 | 375 | 375 | 375 | 375 | 54.58% | 0% | 22.29% | 72.13% | 93% | 93% | 0% | 0% | 0.06284% | [9 empty] | 0 | 0 | 0 | 0 | 0 | 0 | 0 | 0 | 0 | 0 | 0 | 0 | 0 | Existing & Under Const. Plant
| 11 | TAPCO (T1) | SouthWest Ghana Group | Oil/Gas | Oil/Gas Combined Cycle | 11.645 | 17.1872 | 17.1872 | 17.1872 | 17.1872 | 17.1872 | 11.4283 | 2.5561 | 0.13281 | 1496.2062 | 2208.3 | 2208.3 | 2208.3 | 2208.2999 | 2208.3 | 1468.3667 | 328.4181 | 17.0637 | 18.7 | 18.7 | 18.7 | 18.7 | 18.7 | 18.7 | 18.7 | 18.7 | 18.7 | 5 | 5 | 5 | 5 | 5 | 5 | 5 | 5 | 5 | 58.4582 | 62.3154 | 64.7499 | 64.6242 | 61.2801 | 103.9903 | 63.0192 | 62.5775 | 61.5635 | 305 | 305 | 305 | 305 | 305 | 305 | 305 | 305 | 305 | 56% | 82.65% | 82.65% | 82.65% | 82.65% | 82.65% | 54.96% | 12.29% | 0.6387% | [9 empty] | 0 | 0 | 0 | 0 | 0 | 0 | 0 | 0 | 0 | 0 | 0 | 0 | 0 | Existing & Under Const. Plant
| 12 | TICO (T2) | SouthWest Ghana Group | Oil/Gas | Oil/Gas Combined Cycle | 17.7346 | 17.7346 | 17.7346 | 17.7346 | 17.7346 | 17.7346 | 17.7346 | 15.4491 | 1.7875 | 2382.7201 | 2382.7199 | 2382.72 | 2382.72 | 2382.72 | 2382.72 | 2382.72 | 2075.655 | 240.1546 | 30.94 | 30.94 | 30.94 | 30.94 | 30.94 | 30.94 | 30.94 | 30.94 | 30.94 | 4.9 | 4.9 | 4.9 | 4.9 | 4.9 | 4.9 | 4.9 | 4.9 | 4.9 | 57.7823 | 59.5931 | 61.9213 | 61.8011 | 61.5205 | 91.633 | 60.2662 | 59.8438 | 58.8741 | 320 | 320 | 320 | 320 | 320 | 320 | 320 | 320 | 320 | 85% | 85% | 85% | 85% | 85% | 85% | 85% | 74.05% | 8.567% | [9 empty] | 0 | 0 | 0 | 0 | 0 | 0 | 0 | 0 | 0 | 0 | 0 | 0 | 0 | Existing & Under Const. Plant
| 13 | Amandi | SouthWest Ghana Group | Oil/Gas | Oil/Gas Combined Cycle | 0 | 0 | 8.0946 | 12.0103 | 1.393 | 12.0103 | 0 | 0.0090472 | 0 | 0 | 0 | 987.1488 | 1464.672 | 169.8782 | 1464.672 | 0 | 1.1033 | 0 | 0 | 0 | 30.94 | 30.94 | 30.94 | 30.94 | 30.94 | 30.94 | 30.94 | 0 | 0 | 4.9 | 4.9 | 4.9 | 4.9 | 0 | 4.9 | 0 | 0 | 0 | 68.2191 | 68.0866 | 64.5633 | 118.9756 | 0 | 65.9303 | 0 | 0 | 0 | 190 | 190 | 190 | 190 | 190 | 190 | 190 | 0% | 0% | 59.31% | 88% | 10.21% | 88% | 0% | 0.06629% | 0% | [9 empty] | 0 | 0 | 0 | 0 | 0 | 0 | 0 | 0 | 0 | 0 | 0 | 0 | 0 | Existing & Under Const. Plant
| 14 | KarpowerShip 2 | SouthWest Ghana Group | Oil/Gas | Oil/Gas Combined Cycle | 0 | 29.68 | 31.8841 | 31.8841 | 31.8841 | 0 | 0 | 0 | 0 | 0 | 3486.0257 | 3744.9001 | 3744.9 | 3744.9 | 0 | 0 | 0 | 0 | 0 | 177.828 | 177.828 | 177.828 | 177.828 | 0 | 0 | 0 | 0 | 0 | 3.5 | 3.5 | 3.5 | 3.5 | 0 | 0 | 0 | 0 | 0 | 77.2252 | 94.2918 | 109.2899 | 127.9615 | 0 | 0 | 0 | 0 | 0 | 450 | 450 | 450 | 450 | 0 | 0 | 0 | 0 | 0% | 88.43% | 95% | 95% | 95% | 0% | 0% | 0% | 0% | [9 empty] | 0 | 0 | 0 | 0 | 0 | 0 | 0 | 0 | 0 | 0 | 0 | 0 | 0 | Existing & Under Const. Plant
| 15 | Early Power | SouthEast Ghana Group | Oil/Gas | Oil/Gas Combustion | 0 | 0 | 7.7096 | 23.0656 | 23.0656 | 23.0656 | 23.0656 | 18.6631 | 10.6088 | 0 | 0 | 1027.9476 | 3075.4169 | 3075.4169 | 3075.417 | 3075.417 | 2488.4142 | 1414.51 | 0 | 0 | 16 | 16 | 16 | 16 | 16 | 16 | 16 | 0 | 0 | 3.5 | 3.5 | 3.5 | 3.5 | 3.5 | 3.5 | 3.5 | 0 | 0 | 62.3955 | 62.0141 | 110.9586 | 136.29 | 61.0335 | 60.7486 | 121.0045 | 0 | 0 | 377.5 | 377.5 | 377.5 | 377.5 | 377.5 | 377.5 | 377.5 | 0% | 0% | 31.08% | 93% | 93% | 93% | 93% | 75.25% | 42.77% | [9 empty] | 0 | 0 | 0 | 0 | 0 | 0 | 0 | 0 | 0 | 0 | 0 | 0 | 0 | Existing & Under Const. Plant
| 16 | TT1PP | SouthEast Ghana Group | Oil/Gas | Oil/Gas Combustion | 0 | 0 | 0 | 0 | 0 | 0 | 0 | 0 | 0 | 0 | 0 | 0 | 0 | 0 | 0 | 0 | 0 | 0 | 14.3 | 14.3 | 14.3 | 14.3 | 14.3 | 14.3 | 14.3 | 14.3 | 14.3 | 0 | 0 | 0 | 0 | 0 | 0 | 0 | 0 | 0 | 0 | 0 | 0 | 0 | 0 | 0 | 0 | 0 | 0 | 100 | 100 | 100 | 100 | 100 | 100 | 100 | 100 | 100 | 0% | 0% | 0% | 0% | 0% | 0% | 0% | 0% | 0% | [9 empty] | 0 | 0 | 0 | 0 | 0 | 0 | 0 | 0 | 0 | 0 | 0 | 0 | 0 | Existing & Under Const. Plant
| 17 | KTPP | SouthEast Ghana Group | Oil/Gas | Oil/Gas Combustion | 0.85157 | 0 | 0 | 0 | 0 | 0 | 0 | 0 | 0 | 78.1255 | 0 | 0 | 0 | 0 | 0 | 0 | 0 | 0 | 12.3 | 12.3 | 12.3 | 12.3 | 12.3 | 12.3 | 12.3 | 12.3 | 12.3 | 3.5 | 0 | 0 | 0 | 0 | 0 | 0 | 0 | 0 | 126.5585 | 0 | 0 | 0 | 0 | 0 | 0 | 0 | 0 | 200 | 200 | 200 | 200 | 200 | 200 | 200 | 200 | 200 | 4.459% | 0% | 0% | 0% | 0% | 0% | 0% | 0% | 0% | [9 empty] | 0 | 0 | 0 | 0 | 0 | 0 | 0 | 0 | 0 | 0 | 0 | 0 | 0 | Existing & Under Const. Plant
| 18 | Trojan 1 | SouthEast Ghana Group | Oil/Gas | Oil/Gas Combustion | 1.6793 | 0 | 0 | 0 | 0 | 0 | 0 | 0 | 0 | 198.9711 | 0 | 0 | 0 | 0 | 0 | 0 | 0 | 0 | 34 | 34 | 34 | 34 | 0 | 0 | 0 | 0 | 0 | 5.5 | 0 | 0 | 0 | 0 | 0 | 0 | 0 | 0 | 97.9957 | 0 | 0 | 0 | 0 | 0 | 0 | 0 | 0 | 24.96 | 24.96 | 24.96 | 24.96 | 0 | 0 | 0 | 0 | 0 | 91% | 0% | 0% | 0% | 0% | 0% | 0% | 0% | 0% | [9 empty] | 0 | 0 | 0 | 0 | 0 | 0 | 0 | 0 | 0 | 0 | 0 | 0 | 0 | Existing & Under Const. Plant
| 19 | MRP | SouthEast Ghana Group | Oil/Gas | Oil/Gas Combustion | 0 | 0 | 0 | 0 | 0 | 0 | 0 | 0 | 0 | 0 | 0 | 0 | 0 | 0 | 0 | 0 | 0 | 0 | 12.5737 | 12.5737 | 12.5737 | 12.5737 | 12.5737 | 12.5737 | 12.5737 | 12.5737 | 12.5737 | 0 | 0 | 0 | 0 | 0 | 0 | 0 | 0 | 0 | 0 | 0 | 0 | 0 | 0 | 0 | 0 | 0 | 0 | 70 | 70 | 70 | 70 | 70 | 70 | 70 | 70 | 70 | 0% | 0% | 0% | 0% | 0% | 0% | 0% | 0% | 0% | [9 empty] | 0 | 0 | 0 | 0 | 0 | 0 | 0 | 0 | 0 | 0 | 0 | 0 | 0 | Existing & Under Const. Plant
| 20 | Safisana | SouthEast Ghana Group | Biogas | Biogas | 0.010052 | 0.010052 | 0.010052 | 0.010052 | 0.010052 | 0.010052 | 0.010052 | 0.010052 | 0.010052 | 0.7446 | 0.7446 | 0.7446 | 0.7446 | 0.7446 | 0.7446 | 0.7446 | 0.7446 | 0.7446 | 35 | 35 | 35 | 35 | 35 | 35 | 35 | 35 | 35 | 4.2 | 4.2 | 4.2 | 4.2 | 4.2 | 4.2 | 4.2 | 4.2 | 4.2 | 40.5 | 40.5 | 40.5 | 40.5 | 40.5 | 40.5 | 40.5 | 40.5 | 40.5 | 0.1 | 0.1 | 0.1 | 0.1 | 0.1 | 0.1 | 0.1 | 0.1 | 0.1 | 85% | 85% | 85% | 85% | 85% | 85% | 85% | 85% | 85% | [9 empty] | 0 | 0 | 0 | 0 | 0 | 0 | 0 | 0 | 0 | 0 | 0 | 0 | 0 | Existing & Under Const. Plant
| 21 | TT2PP | SouthEast Ghana Group | Gas | Gas Combustion Turbine | 0.4926 | 0 | 0 | 0 | 0 | 2.8674 | 0 | 0 | 0 | 50.6791 | 0 | 0 | 0 | 0 | 295.0038 | 0 | 0 | 0 | 12.1007 | 12.1007 | 12.1007 | 12.1007 | 12.1007 | 12.1007 | 12.1007 | 12.1007 | 12.1007 | 4.5 | 0 | 0 | 0 | 0 | 4.5 | 0 | 0 | 0 | 79.8984 | 0 | 0 | 0 | 0 | 79.0874 | 0 | 0 | 0 | 45 | 45 | 45 | 45 | 45 | 45 | 45 | 45 | 45 | 12.86% | 0% | 0% | 0% | 0% | 74.84% | 0% | 0% | 0% | [9 empty] | 0 | 0 | 0 | 0 | 0 | 0 | 0 | 0 | 0 | 0 | 0 | 0 | 0 | Existing & Under Const. Plant
| 22 | SAPP 1 | SouthEast Ghana Group | Gas | Gas Combustion Turbine | 3.0668 | 0 | 0 | 0 | 0 | 13.1038 | 0 | 0 | 0 | 328.699 | 0 | 0 | 0 | 0 | 1404.4835 | 0 | 0 | 0 | 11.83 | 11.83 | 11.83 | 11.83 | 11.83 | 11.83 | 11.83 | 11.83 | 11.83 | 4.5 | 0 | 0 | 0 | 0 | 4.5 | 0 | 0 | 0 | 76.6926 | 0 | 0 | 0 | 0 | 75.6178 | 0 | 0 | 0 | 180 | 180 | 180 | 180 | 180 | 180 | 180 | 180 | 180 | 20.85% | 0% | 0% | 0% | 0% | 89.07% | 0% | 0% | 0% | [9 empty] | 0 | 0 | 0 | 0 | 0 | 0 | 0 | 0 | 0 | 0 | 0 | 0 | 0 | Existing & Under Const. Plant
| 23 | Trojan 3 | SouthEast Ghana Group | Gas | Gas Combustion Turbine | 0 | 0 | 0 | 0 | 0 | 0 | 0 | 0 | 0 | 0 | 0 | 0 | 0 | 0 | 0 | 0 | 0 | 0 | 0 | 34 | 34 | 34 | 0 | 0 | 0 | 0 | 0 | 0 | 0 | 0 | 0 | 0 | 0 | 0 | 0 | 0 | 0 | 0 | 0 | 0 | 0 | 0 | 0 | 0 | 0 | 0 | 49.92 | 49.92 | 49.92 | 0 | 0 | 0 | 0 | 0 | 0% | 0% | 0% | 0% | 0% | 0% | 0% | 0% | 0% | [9 empty] | 0 | 0 | 0 | 0 | 0 | 0 | 0 | 0 | 0 | 0 | 0 | 0 | 0 | Existing & Under Const. Plant
| 24 | Ameri_2016 | SouthWest Ghana Group | Gas | Gas Combustion Turbine | 0 | 0 | 0 | 0 | 0 | 0 | 0 | 0 | 0 | 0 | 0 | 0 | 0 | 0 | 0 | 0 | 0 | 0 | 14.54 | 14.54 | 14.54 | 14.54 | 0 | 0 | 0 | 0 | 0 | 0 | 0 | 0 | 0 | 0 | 0 | 0 | 0 | 0 | 0 | 0 | 0 | 0 | 0 | 0 | 0 | 0 | 0 | 230 | 230 | 230 | 230 | 0 | 0 | 0 | 0 | 0 | 0% | 0% | 0% | 0% | 0% | 0% | 0% | 0% | 0% | [9 empty] | 0 | 0 | 0 | 0 | 0 | 0 | 0 | 0 | 0 | 0 | 0 | 0 | 0 | Existing & Under Const. Plant
| 25 | Ameri_2021 | SouthWest Ghana Group | Gas | Gas Combustion Turbine | 0 | 0 | 0 | 0 | 0 | 5.5533 | 0 | 0 | 0 | 0 | 0 | 0 | 0 | 0 | 546.4731 | 0 | 0 | 0 | 0 | 0 | 0 | 0 | 14.54 | 14.54 | 14.54 | 14.54 | 14.54 | 0 | 0 | 0 | 0 | 0 | 4.17 | 0 | 0 | 0 | 0 | 0 | 0 | 0 | 0 | 81.4202 | 0 | 0 | 0 | 0 | 0 | 0 | 0 | 230 | 230 | 230 | 230 | 230 | 0% | 0% | 0% | 0% | 0% | 27.12% | 0% | 0% | 0% | [9 empty] | 0 | 0 | 0 | 0 | 0 | 0 | 0 | 0 | 0 | 0 | 0 | 0 | 0 | Existing & Under Const. Plant
| 26 | Bui | Northern Ghana Group | Water | Hydro | 0 | 0 | 0 | 0 | 0 | 0 | 0 | 0 | 0 | 669.5866 | 669.5866 | 669.5866 | 669.5869 | 660.7761 | 660.7763 | 639.6314 | 614.9621 | 614.9624 | 27.74 | 27.74 | 27.74 | 27.74 | 27.74 | 27.74 | 27.74 | 27.74 | 27.74 | 1.63 | 1.63 | 1.63 | 1.63 | 1.63 | 1.63 | 1.63 | 1.63 | 1.63 | 0 | 0 | 0 | 0 | 0 | 0 | 0 | 0 | 0 | 330 | 330 | 330 | 330 | 330 | 330 | 330 | 330 | 330 | 23.16% | 23.16% | 23.16% | 23.16% | 22.86% | 22.86% | 22.13% | 21.27% | 21.27% | [9 empty] | 0 | 0 | 0 | 0 | 0 | 0 | 0 | 0 | 0 | 0 | 0 | 0 | 0 | Existing & Under Const. Plant
| 27 | Akosombo | SouthEast Ghana Group | Water | Hydro | 0 | 0 | 0 | 0 | 0 | 0 | 0 | 0 | 0 | 3681.6904 | 3681.6893 | 4016.3885 | 4016.3878 | 4245.5408 | 4245.5409 | 3791.3378 | 3261.4333 | 3261.4333 | 9.16 | 9.16 | 9.16 | 9.16 | 9.16 | 9.16 | 9.16 | 9.16 | 9.16 | 0.98 | 0.98 | 0.98 | 0.98 | 0.98 | 0.98 | 0.98 | 0.98 | 0.98 | 0 | 0 | 0 | 0 | 0 | 0 | 0 | 0 | 0 | 900 | 900 | 900 | 900 | 900 | 900 | 900 | 900 | 900 | 46.7% | 46.7% | 50.94% | 50.94% | 53.85% | 53.85% | 48.09% | 41.37% | 41.37% | [9 empty] | 0 | 0 | 0 | 0 | 0 | 0 | 0 | 0 | 0 | 0 | 0 | 0 | 0 | Existing & Under Const. Plant
| 28 | Kpong | SouthEast Ghana Group | Water | Hydro | 0 | 0 | 0 | 0 | 0 | 0 | 0 | 0 | 0 | 722.7074 | 722.7074 | 788.4082 | 788.4081 | 833.8612 | 833.861 | 745.8932 | 643.2642 | 643.2642 | 9.16 | 9.16 | 9.16 | 9.16 | 9.16 | 9.16 | 9.16 | 9.16 | 9.16 | 0.98 | 0.98 | 0.98 | 0.98 | 0.98 | 0.98 | 0.98 | 0.98 | 0.98 | 0 | 0 | 0 | 0 | 0 | 0 | 0 | 0 | 0 | 140 | 140 | 140 | 140 | 140 | 140 | 140 | 140 | 140 | 58.93% | 58.93% | 64.29% | 64.29% | 67.99% | 67.99% | 60.82% | 52.45% | 52.45% | [9 empty] | 0 | 0 | 0 | 0 | 0 | 0 | 0 | 0 | 0 | 0 | 0 | 0 | 0 | Existing & Under Const. Plant
| 29 | Cote d'Ivoire Dummy | Cote d'Ivoire | Water | Hydro | 0 | 0 | 0 | 0 | 0 | 0 | 0 | 0 | 0 | 814.6803 | 814.68 | 814.68 | 814.6799 | 814.6799 | 814.6806 | 814.6803 | 814.68 | 814.6797 | 0 | 0 | 0 | 0 | 0 | 0 | 0 | 0 | 0 | 10 | 10 | 10 | 10 | 10 | 10 | 10 | 10 | 10 | 0 | 0 | 0 | 0 | 0 | 0 | 0 | 0 | 0 | 150 | 150 | 150 | 150 | 150 | 150 | 150 | 150 | 150 | 62% | 62% | 62% | 62% | 62% | 62% | 62% | 62% | 62% | [9 empty] | 0 | 0 | 0 | 0 | 0 | 0 | 0 | 0 | 0 | 0 | 0 | 0 | 0 | Existing & Under Const. Plant
| 30 | Burkina Dummy | Burkina Group | Water | Hydro | 0 | 0 | 0 | 0 | 0 | 0 | 0 | 0 | 0 | 0.438 | 0.438 | 0.438 | 0.438 | 4.818 | 4.818 | 4.818 | 4.818 | 4.818 | 0 | 0 | 0 | 0 | 0 | 0 | 0 | 0 | 0 | 10 | 10 | 10 | 10 | 10 | 10 | 10 | 10 | 10 | 0 | 0 | 0 | 0 | 0 | 0 | 0 | 0 | 0 | 10 | 10 | 10 | 10 | 110 | 110 | 110 | 110 | 110 | 0.5% | 0.5% | 0.5% | 0.5% | 0.5% | 0.5% | 0.5% | 0.5% | 0.5% | [9 empty] | 0 | 0 | 0 | 0 | 0 | 0 | 0 | 0 | 0 | 0 | 0 | 0 | 0 | Existing & Under Const. Plant
| 31 | VRA Solar | Northern Ghana Group | Sun | Solar PV | 0 | 0 | 0 | 0 | 0 | 0 | 0 | 0 | 0 | 2.7132 | 2.7132 | 2.7132 | 2.7132 | 2.7132 | 2.7132 | 2.7132 | 2.7132 | 2.7132 | 0 | 0 | 0 | 0 | 0 | 0 | 0 | 0 | 0 | 0 | 0 | 0 | 0 | 0 | 0 | 0 | 0 | 0 | 0 | 0 | 0 | 0 | 0 | 0 | 0 | 0 | 0 | 1.8 | 1.8 | 1.8 | 1.8 | 1.8 | 1.8 | 1.8 | 1.8 | 1.8 | 17.21% | 17.21% | 17.21% | 17.21% | 17.21% | 17.21% | 17.21% | 17.21% | 17.21% | [9 empty] | 0 | 0 | 0 | 0 | 0 | 0 | 0 | 0 | 0 | 0 | 0 | 0 | 0 | Existing & Under Const. Plant
| 32 | BXC Solar | SouthEast Ghana Group | Sun | Solar PV | 0 | 0 | 0 | 0 | 0 | 0 | 0 | 0 | 0 | 24.0159 | 24.0159 | 24.0159 | 24.0159 | 24.0159 | 24.0159 | 24.0159 | 24.0159 | 0 | 0 | 0 | 0 | 0 | 0 | 0 | 0 | 0 | 0 | 0 | 0 | 0 | 0 | 0 | 0 | 0 | 0 | 0 | 0 | 0 | 0 | 0 | 0 | 0 | 0 | 0 | 0 | 18 | 18 | 18 | 18 | 18 | 18 | 18 | 18 | 0 | 15.23% | 15.23% | 15.23% | 15.23% | 15.23% | 15.23% | 15.23% | 15.23% | 0% | [9 empty] | 0 | 0 | 0 | 0 | 0 | 0 | 0 | 0 | 0 | 0 | 0 | 0 | 0 | Existing & Under Const. Plant
| 33 | ASHA BIOGAS 2018 | Ashanti Group | Biogas | Biogas | 0 | 0 | 0 | 0.26806 | 0.67014 | 0.67014 | 0.67014 | 0.66211 | 0.67014 | 0 | 0 | 0 | 14.892 | 37.23 | 37.23 | 37.23 | 36.7837 | 37.23 | 0 | 0 | 0 | 410.32 | 410.32 | 410.32 | 410.32 | 410.32 | 410.32 | 0 | 0 | 0 | 5.5 | 5.5 | 5.5 | 5.5 | 5.5 | 5.5 | 0 | 0 | 0 | 54 | 54 | 54 | 54 | 54 | 54 | 0 | 0 | 0 | 2 | 5 | 5 | 5 | 5 | 5 | 0% | 0% | 0% | 85% | 85% | 85% | 85% | 83.98% | 85% | 0 | 0 | 0 | 10.08 | 15.12 | 0 | 0 | 0 | 0 | 0 | 0 | 0 | 6.8848 | 8.5348 | 0 | 0 | 0 | 0 | 16.9616 | 16.9616 | 25.2 | 27.72 | Unplanned Build | Potential Build Biogas2018
| 38 | NORT BIOMASS 2018 | Northern Ghana Group | Biomass | Biomass Combustion | 0 | 0 | 0 | 2.0104 | 6.0313 | 6.0313 | 6.0313 | 5.9181 | 6.0313 | 0 | 0 | 0 | 148.92 | 446.76 | 446.76 | 446.76 | 438.3769 | 446.76 | 0 | 0 | 0 | 130 | 130 | 130 | 130 | 130 | 130 | 0 | 0 | 0 | 4.5 | 4.5 | 4.5 | 4.5 | 4.5 | 4.5 | 0 | 0 | 0 | 67.5 | 67.5 | 67.5 | 67.5 | 67.5 | 67.5 | 0 | 0 | 0 | 20 | 60 | 60 | 60 | 60 | 60 | 0% | 0% | 0% | 85% | 85% | 85% | 85% | 83.41% | 85% | 0 | 0 | 0 | 96 | 192 | 0 | 0 | 0 | 0 | 0 | 0 | 0 | 65.5693 | 108.379 | 0 | 0 | 0 | 0 | 191.3431 | 191.3431 | 288 | 316.8 | Unplanned Build | Potential Build Biomass Combustion2018
| 41 | SOUT COAL STEAM TURBINE 2026 | SouthWest Ghana Group | Coal | Coal Steam Turbine | 0 | 0 | 0 | 0 | 0 | 31.6277 | 31.6277 | 31.5851 | 31.6277 | 0 | 0 | 0 | 0 | 0 | 3594.0616 | 3594.0616 | 3589.2149 | 3594.0616 | 0 | 0 | 0 | 0 | 0 | 65 | 65 | 65 | 65 | 0 | 0 | 0 | 0 | 0 | 6.034 | 6.034 | 6.034 | 6.034 | 0 | 0 | 0 | 0 | 0 | 47.4731 | 48.0507 | 49.6313 | 51.0998 | 0 | 0 | 0 | 0 | 0 | 482.683 | 482.683 | 482.683 | 482.683 | 0% | 0% | 0% | 0% | 0% | 85% | 85% | 84.89% | 85% | 0 | 0 | 0 | 0 | 0 | 1522.3822 | 0 | 0 | 0 | 0 | 0 | 0 | 0 | 0 | 645.6387 | 0 | 0 | 0 | 710.2025 | 710.2025 | 1522.3822 | 1674.6204 | Unplanned Build | Potential Build Coal2026
| 45 | SOUT COMBINED CYCLE 2019 | SouthEast Ghana Group | Oil/Gas | Oil/Gas Combined Cycle | 0 | 0 | 0 | 0 | 0 | 0 | 0 | 0 | 163.7322 | 0 | 0 | 0 | 0 | 0 | 0 | 0 | 0 | 22583.7457 | 0 | 0 | 0 | 0 | 0 | 0 | 0 | 0 | 15 | 0 | 0 | 0 | 0 | 0 | 0 | 0 | 0 | 3.48 | 0 | 0 | 0 | 0 | 0 | 0 | 0 | 0 | 128.5004 | 0 | 0 | 0 | 0 | 0 | 0 | 0 | 0 | 3115.07 | 0% | 0% | 0% | 0% | 0% | 0% | 0% | 0% | 82.76% | 0 | 0 | 0 | 0 | 0 | 0 | 0 | 0 | 3242.7879 | 0 | 0 | 0 | 0 | 0 | 0 | 0 | 0 | 398.3634 | 0 | 0 | 0 | 0 | Unplanned Build | Potential Build Oil/Gas Combined Cycle2019
| 54 | ASHA INTERRUPTIBLE 2016 | Ashanti Group | Interruptible | Interruptible | 0 | 0 | 0 | 0 | 0 | 0 | 0 | 0 | 0 | 0 | 0 | 0 | 0 | 0 | 0 | 0 | 0 | 0 | 0 | 0 | 0 | 0 | 0 | 0 | 0 | 0 | 0 | 0 | 0 | 0 | 0 | 0 | 0 | 0 | 0 | 0 | 0 | 0 | 0 | 0 | 0 | 0 | 0 | 0 | 0 | 129.301 | 221.447 | 0 | 0 | 39.4406 | 120.908 | 0 | 0 | 0 | 0% | 0% | 0% | 0% | 0% | 0% | 0% | 0% | 0% | [9 empty] | 0 | 0 | 0 | 0 | 0 | 0 | 0 | 0 | 0 | 0 | 0 | 0 | 0 | Unplanned Build | Potential Build Interruptible2016
| 55 | BURK INTERRUPTIBLE 2016 | Burkina Group | Interruptible | Interruptible | 0 | 0 | 0 | 0 | 0 | 0 | 0 | 0 | 0 | 0 | 0 | 0 | 0 | 0 | 0 | 0 | 0 | 0 | 0 | 0 | 0 | 0 | 0 | 0 | 0 | 0 | 0 | 0 | 0 | 0 | 0 | 0 | 0 | 0 | 0 | 0 | 0 | 0 | 0 | 0 | 0 | 0 | 0 | 0 | 0 | 0 | 0 | 0 | 0 | 0.9 | 61.7 | 0 | 0 | 0 | 0% | 0% | 0% | 0% | 0% | 0% | 0% | 0% | 0% | [9 empty] | 0 | 0 | 0 | 0 | 0 | 0 | 0 | 0 | 0 | 0 | 0 | 0 | 0 | Unplanned Build | Potential Build Interruptible2016
| 58 | NORT INTERRUPTIBLE 2016 | Northern Ghana Group | Interruptible | Interruptible | 0 | 0 | 0 | 0 | 0 | 0 | 0 | 0 | 0 | 0 | 0 | 0 | 0 | 0 | 0 | 0 | 0 | 0 | 0 | 0 | 0 | 0 | 0 | 0 | 0 | 0 | 0 | 0 | 0 | 0 | 0 | 0 | 0 | 0 | 0 | 0 | 0 | 0 | 0 | 0 | 0 | 0 | 0 | 0 | 0 | 0 | 0 | 0 | 15.4976 | 151.062 | 134.27 | 0 | 0 | 0 | 0% | 0% | 0% | 0% | 0% | 0% | 0% | 0% | 0% | [9 empty] | 0 | 0 | 0 | 0 | 0 | 0 | 0 | 0 | 0 | 0 | 0 | 0 | 0 | Unplanned Build | Potential Build Interruptible2016
| 62 | SOUT NUCLEAR 2030 | SouthWest Ghana Group | Uranium | Nuclear | 0 | 0 | 0 | 0 | 0 | 0 | 199.8586 | 379.7227 | 379.7227 | 0 | 0 | 0 | 0 | 0 | 0 | 19403.7504 | 36866.2848 | 36866.2848 | 0 | 0 | 0 | 0 | 0 | 0 | 100 | 100 | 100 | 0 | 0 | 0 | 0 | 0 | 0 | 2.3 | 2.3 | 2.3 | 0 | 0 | 0 | 0 | 0 | 0 | 13.4147 | 13.4147 | 13.4147 | 0 | 0 | 0 | 0 | 0 | 0 | 2331.62 | 4429.98 | 4429.98 | 0% | 0% | 0% | 0% | 0% | 0% | 95% | 95% | 95% | 0 | 0 | 0 | 0 | 0 | 0 | 14532.9875 | 13079.0779 | 0 | 0 | 0 | 0 | 0 | 0 | 0 | 4630.6577 | 2587.6258 | 0 | 0 | 7940.1119 | 0 | 30373.2719 | Unplanned Build | Potential Build Nuclear2030
| 63 | ASHA SOLAR PV 2020 | Ashanti Group | Sun | Solar PV | 0 | 0 | 0 | 0 | 0 | 0 | 0 | 0 | 0 | 0 | 0 | 0 | 0 | 12.6751 | 12.6751 | 12.6751 | 12.6751 | 12.6751 | 0 | 0 | 0 | 0 | 24.8 | 24.8 | 24.8 | 24.8 | 24.8 | 0 | 0 | 0 | 0 | 0 | 0 | 0 | 0 | 0 | 0 | 0 | 0 | 0 | 0 | 0 | 0 | 0 | 0 | 0 | 0 | 0 | 0 | 10 | 10 | 10 | 10 | 10 | 0% | 0% | 0% | 0% | 14.47% | 14.47% | 14.47% | 14.47% | 14.47% | 0 | 0 | 0 | 0 | 12.4297 | 0 | 0 | 0 | 0 | 0 | 0 | 0 | 0 | 7.0163 | 0 | 0 | 0 | 0 | 7.7179 | 7.7179 | 12.4297 | 13.6727 | Unplanned Build | Potential Build Solar PV2020
| 64 | ASHA SOLAR PV 2026 | Ashanti Group | Sun | Solar PV | 0 | 0 | 0 | 0 | 0 | 0 | 0 | 0 | 0 | 0 | 0 | 0 | 0 | 0 | 12.6751 | 38.0252 | 38.0252 | 38.0252 | 0 | 0 | 0 | 0 | 0 | 24.8 | 24.8 | 24.8 | 24.8 | 0 | 0 | 0 | 0 | 0 | 0 | 0 | 0 | 0 | 0 | 0 | 0 | 0 | 0 | 0 | 0 | 0 | 0 | 0 | 0 | 0 | 0 | 0 | 10 | 30 | 30 | 30 | 0% | 0% | 0% | 0% | 0% | 14.47% | 14.47% | 14.47% | 14.47% | 0 | 0 | 0 | 0 | 0 | 10.2003 | 20.4006 | 0 | 0 | 0 | 0 | 0 | 0 | 0 | 4.3259 | 6.5003 | 0 | 0 | 4.7585 | 11.9088 | 10.2003 | 33.661 | Unplanned Build | Potential Build Solar PV2026
| 65 | ASHA SOLAR PV 2035 | Ashanti Group | Sun | Solar PV | 0 | 0 | 0 | 0 | 0 | 0 | 0 | 0 | 0 | 0 | 0 | 0 | 0 | 0 | 0 | 0 | 0 | 57.0377 | 0 | 0 | 0 | 0 | 0 | 0 | 0 | 0 | 25 | 0 | 0 | 0 | 0 | 0 | 0 | 0 | 0 | 0 | 0 | 0 | 0 | 0 | 0 | 0 | 0 | 0 | 0 | 0 | 0 | 0 | 0 | 0 | 0 | 0 | 0 | 45 | 0% | 0% | 0% | 0% | 0% | 0% | 0% | 0% | 14.47% | 0 | 0 | 0 | 0 | 0 | 0 | 0 | 0 | 65.2261 | 0 | 0 | 0 | 0 | 0 | 0 | 0 | 0 | 8.0128 | 0 | 0 | 0 | 0 | Unplanned Build | Potential Build Solar PV2035
| 67 | SOUT SOLAR PV 2026 | SouthWest Ghana Group | Sun | Solar PV | 0 | 0 | 0 | 0 | 0 | 0 | 0 | 0 | 0 | 0 | 0 | 0 | 0 | 0 | 12.6751 | 25.3501 | 25.3501 | 25.3501 | 0 | 0 | 0 | 0 | 0 | 24.8 | 24.8 | 24.8 | 24.8 | 0 | 0 | 0 | 0 | 0 | 0 | 0 | 0 | 0 | 0 | 0 | 0 | 0 | 0 | 0 | 0 | 0 | 0 | 0 | 0 | 0 | 0 | 0 | 10 | 20 | 20 | 20 | 0% | 0% | 0% | 0% | 0% | 14.47% | 14.47% | 14.47% | 14.47% | 0 | 0 | 0 | 0 | 0 | 10.2003 | 10.2003 | 0 | 0 | 0 | 0 | 0 | 0 | 0 | 4.3259 | 3.2501 | 0 | 0 | 4.7585 | 8.3337 | 10.2003 | 22.4407 | Unplanned Build | Potential Build Solar PV2026
| 68 | SOUT SOLAR PV 2035 | SouthWest Ghana Group | Sun | Solar PV | 0 | 0 | 0 | 0 | 0 | 0 | 0 | 0 | 0 | 0 | 0 | 0 | 0 | 0 | 0 | 0 | 0 | 44.3627 | 0 | 0 | 0 | 0 | 0 | 0 | 0 | 0 | 25 | 0 | 0 | 0 | 0 | 0 | 0 | 0 | 0 | 0 | 0 | 0 | 0 | 0 | 0 | 0 | 0 | 0 | 0 | 0 | 0 | 0 | 0 | 0 | 0 | 0 | 0 | 35 | 0% | 0% | 0% | 0% | 0% | 0% | 0% | 0% | 14.47% | 0 | 0 | 0 | 0 | 0 | 0 | 0 | 0 | 50.7314 | 0 | 0 | 0 | 0 | 0 | 0 | 0 | 0 | 6.2321 | 0 | 0 | 0 | 0 | Unplanned Build | Potential Build Solar PV2035
| 69 | NORT SOLAR PV 2018 | Northern Ghana Group | Sun | Solar PV | 0 | 0 | 0 | 0 | 0 | 0 | 0 | 0 | 0 | 0 | 0 | 67.5263 | 67.5263 | 67.5263 | 67.5263 | 67.5263 | 67.5263 | 67.5263 | 0 | 0 | 24.8 | 24.8 | 24.8 | 24.8 | 24.8 | 24.8 | 24.8 | 0 | 0 | 0 | 0 | 0 | 0 | 0 | 0 | 0 | 0 | 0 | 0 | 0 | 0 | 0 | 0 | 0 | 0 | 0 | 0 | 47.1565 | 47.1565 | 47.1565 | 47.1565 | 47.1565 | 47.1565 | 47.1565 | 0% | 0% | 16.35% | 16.35% | 16.35% | 16.35% | 16.35% | 16.35% | 16.35% | 0 | 0 | 58.6155 | 0 | 0 | 0 | 0 | 0 | 0 | 0 | 0 | 44.0387 | 0 | 0 | 0 | 0 | 0 | 0 | 48.4426 | 48.4426 | 58.6155 | 64.4771 | Unplanned Build | Potential Build Solar PV2018
| 70 | NORT SOLAR PV 2020 | Northern Ghana Group | Sun | Solar PV | 0 | 0 | 0 | 0 | 0 | 0 | 0 | 0 | 0 | 0 | 0 | 0 | 0 | 143.1961 | 143.1961 | 143.1961 | 143.1961 | 143.1961 | 0 | 0 | 0 | 0 | 24.8 | 24.8 | 24.8 | 24.8 | 24.8 | 0 | 0 | 0 | 0 | 0 | 0 | 0 | 0 | 0 | 0 | 0 | 0 | 0 | 0 | 0 | 0 | 0 | 0 | 0 | 0 | 0 | 0 | 100 | 100 | 100 | 100 | 100 | 0% | 0% | 0% | 0% | 16.35% | 16.35% | 16.35% | 16.35% | 16.35% | 0 | 0 | 0 | 0 | 124.2972 | 0 | 0 | 0 | 0 | 0 | 0 | 0 | 0 | 70.1625 | 0 | 0 | 0 | 0 | 77.1788 | 77.1788 | 124.2972 | 136.7269 | Unplanned Build | Potential Build Solar PV2020
| 71 | NORT SOLAR PV 2023 | Northern Ghana Group | Sun | Solar PV | 0 | 0 | 0 | 0 | 0 | 0 | 0 | 0 | 0 | 0 | 0 | 0 | 0 | 71.598 | 143.1961 | 143.1961 | 143.1961 | 143.1961 | 0 | 0 | 0 | 0 | 24.8 | 24.8 | 24.8 | 24.8 | 24.8 | 0 | 0 | 0 | 0 | 0 | 0 | 0 | 0 | 0 | 0 | 0 | 0 | 0 | 0 | 0 | 0 | 0 | 0 | 0 | 0 | 0 | 0 | 50 | 100 | 100 | 100 | 100 | 0% | 0% | 0% | 0% | 16.35% | 16.35% | 16.35% | 16.35% | 16.35% | 0 | 0 | 0 | 0 | 58.31 | 58.31 | 0 | 0 | 0 | 0 | 0 | 0 | 0 | 32.9145 | 24.7291 | 0 | 0 | 0 | 63.408 | 63.408 | 116.62 | 128.282 | Unplanned Build | Potential Build Solar PV2023
| 72 | NORT SOLAR PV 2026 | Northern Ghana Group | Sun | Solar PV | 0 | 0 | 0 | 0 | 0 | 0 | 0 | 0 | 0 | 0 | 0 | 0 | 0 | 0 | 71.598 | 214.7941 | 214.7941 | 214.7941 | 0 | 0 | 0 | 0 | 0 | 24.8 | 24.8 | 24.8 | 24.8 | 0 | 0 | 0 | 0 | 0 | 0 | 0 | 0 | 0 | 0 | 0 | 0 | 0 | 0 | 0 | 0 | 0 | 0 | 0 | 0 | 0 | 0 | 0 | 50 | 150 | 150 | 150 | 0% | 0% | 0% | 0% | 0% | 16.35% | 16.35% | 16.35% | 16.35% | 0 | 0 | 0 | 0 | 0 | 51.0016 | 102.0031 | 0 | 0 | 0 | 0 | 0 | 0 | 0 | 21.6296 | 32.5013 | 0 | 0 | 23.7926 | 59.5441 | 51.0016 | 168.3052 | Unplanned Build | Potential Build Solar PV2026
| 73 | NORT SOLAR PV 2030 | Northern Ghana Group | Sun | Solar PV | 0 | 0 | 0 | 0 | 0 | 0 | 0 | 0 | 0 | 0 | 0 | 0 | 0 | 0 | 0 | 35.799 | 178.9951 | 178.9951 | 0 | 0 | 0 | 0 | 0 | 0 | 24.8 | 24.8 | 24.8 | 0 | 0 | 0 | 0 | 0 | 0 | 0 | 0 | 0 | 0 | 0 | 0 | 0 | 0 | 0 | 0 | 0 | 0 | 0 | 0 | 0 | 0 | 0 | 0 | 25 | 125 | 125 | 0% | 0% | 0% | 0% | 0% | 0% | 16.35% | 16.35% | 16.35% | 0 | 0 | 0 | 0 | 0 | 0 | 23.5918 | 94.3672 | 0 | 0 | 0 | 0 | 0 | 0 | 0 | 7.5171 | 18.67 | 0 | 0 | 28.8058 | 0 | 129.7548 | Unplanned Build | Potential Build Solar PV2030
| 74 | NORT SOLAR PV 2035 | Northern Ghana Group | Sun | Solar PV | 0 | 0 | 0 | 0 | 0 | 0 | 0 | 0 | 0 | 0 | 0 | 0 | 0 | 0 | 0 | 0 | 71.598 | 429.5883 | 0 | 0 | 0 | 0 | 0 | 0 | 0 | 24.8 | 24.8 | 0 | 0 | 0 | 0 | 0 | 0 | 0 | 0 | 0 | 0 | 0 | 0 | 0 | 0 | 0 | 0 | 0 | 0 | 0 | 0 | 0 | 0 | 0 | 0 | 0 | 50 | 300 | 0% | 0% | 0% | 0% | 0% | 0% | 0% | 16.35% | 16.35% | 0 | 0 | 0 | 0 | 0 | 0 | 0 | 72.4734 | 362.367 | 0 | 0 | 0 | 0 | 0 | 0 | 0 | 14.3385 | 44.5153 | 0 | 15.7723 | 0 | 79.7207 | Unplanned Build | Potential Build Solar PV2035
| 76 | SOUT SOLAR PV 2020 | SouthEast Ghana Group | Sun | Solar PV | 0 | 0 | 0 | 0 | 0 | 0 | 0 | 0 | 0 | 0 | 0 | 0 | 0 | 63.3753 | 63.3753 | 63.3753 | 63.3753 | 63.3753 | 0 | 0 | 0 | 0 | 24.8 | 24.8 | 24.8 | 24.8 | 24.8 | 0 | 0 | 0 | 0 | 0 | 0 | 0 | 0 | 0 | 0 | 0 | 0 | 0 | 0 | 0 | 0 | 0 | 0 | 0 | 0 | 0 | 0 | 50 | 50 | 50 | 50 | 50 | 0% | 0% | 0% | 0% | 14.47% | 14.47% | 14.47% | 14.47% | 14.47% | 0 | 0 | 0 | 0 | 62.1486 | 0 | 0 | 0 | 0 | 0 | 0 | 0 | 0 | 35.0813 | 0 | 0 | 0 | 0 | 38.5894 | 38.5894 | 62.1486 | 68.3635 | Unplanned Build | Potential Build Solar PV2020
| 77 | SOUT SOLAR PV 2026 | SouthEast Ghana Group | Sun | Solar PV | 0 | 0 | 0 | 0 | 0 | 0 | 0 | 0 | 0 | 0 | 0 | 0 | 0 | 0 | 31.6876 | 221.8134 | 221.8134 | 221.8134 | 0 | 0 | 0 | 0 | 0 | 24.8 | 24.8 | 24.8 | 24.8 | 0 | 0 | 0 | 0 | 0 | 0 | 0 | 0 | 0 | 0 | 0 | 0 | 0 | 0 | 0 | 0 | 0 | 0 | 0 | 0 | 0 | 0 | 0 | 25 | 175 | 175 | 175 | 0% | 0% | 0% | 0% | 0% | 14.47% | 14.47% | 14.47% | 14.47% | 0 | 0 | 0 | 0 | 0 | 25.5008 | 153.0047 | 0 | 0 | 0 | 0 | 0 | 0 | 0 | 10.8148 | 48.752 | 0 | 0 | 11.8963 | 65.5235 | 25.5008 | 196.3561 | Unplanned Build | Potential Build Solar PV2026
| 78 | SOUT SOLAR PV 2035 | SouthEast Ghana Group | Sun | Solar PV | 0 | 0 | 0 | 0 | 0 | 0 | 0 | 0 | 0 | 0 | 0 | 0 | 0 | 0 | 0 | 0 | 0 | 221.8134 | 0 | 0 | 0 | 0 | 0 | 0 | 0 | 0 | 25 | 0 | 0 | 0 | 0 | 0 | 0 | 0 | 0 | 0 | 0 | 0 | 0 | 0 | 0 | 0 | 0 | 0 | 0 | 0 | 0 | 0 | 0 | 0 | 0 | 0 | 0 | 175 | 0% | 0% | 0% | 0% | 0% | 0% | 0% | 0% | 14.47% | 0 | 0 | 0 | 0 | 0 | 0 | 0 | 0 | 253.6569 | 0 | 0 | 0 | 0 | 0 | 0 | 0 | 0 | 31.1607 | 0 | 0 | 0 | 0 | Unplanned Build | Potential Build Solar PV2035
| 80 | SOUT SOLAR PV 2020 | SouthWest Ghana Group | Sun | Solar PV | 0 | 0 | 0 | 0 | 0 | 0 | 0 | 0 | 0 | 0 | 0 | 0 | 0 | 19.2123 | 57.2375 | 57.2375 | 57.2375 | 57.2375 | 0 | 0 | 0 | 0 | 24.8 | 24.8 | 24.8 | 24.8 | 24.8 | 0 | 0 | 0 | 0 | 0 | 0 | 0 | 0 | 0 | 0 | 0 | 0 | 0 | 0 | 0 | 0 | 0 | 0 | 0 | 0 | 0 | 0 | 15.1576 | 45.1576 | 45.1576 | 45.1576 | 45.1576 | 0% | 0% | 0% | 0% | 14.47% | 14.47% | 14.47% | 14.47% | 14.47% | 0 | 0 | 0 | 0 | 18.8405 | 37.2892 | 0 | 0 | 0 | 0 | 0 | 0 | 0 | 10.635 | 15.8142 | 0 | 0 | 0 | 29.0941 | 29.0941 | 56.1296 | 61.7426 | Unplanned Build | Potential Build Solar PV2020
| 81 | SOUT SOLAR PV 2026 | SouthWest Ghana Group | Sun | Solar PV | 0 | 0 | 0 | 0 | 0 | 0 | 0 | 0 | 0 | 0 | 0 | 0 | 0 | 0 | 25.3501 | 126.7505 | 126.7505 | 126.7505 | 0 | 0 | 0 | 0 | 0 | 24.8 | 24.8 | 24.8 | 24.8 | 0 | 0 | 0 | 0 | 0 | 0 | 0 | 0 | 0 | 0 | 0 | 0 | 0 | 0 | 0 | 0 | 0 | 0 | 0 | 0 | 0 | 0 | 0 | 20 | 100 | 100 | 100 | 0% | 0% | 0% | 0% | 0% | 14.47% | 14.47% | 14.47% | 14.47% | 0 | 0 | 0 | 0 | 0 | 20.4006 | 81.6025 | 0 | 0 | 0 | 0 | 0 | 0 | 0 | 8.6519 | 26.0011 | 0 | 0 | 9.517 | 38.1182 | 20.4006 | 112.2035 | Unplanned Build | Potential Build Solar PV2026
| 82 | SOUT SOLAR PV 2035 | SouthWest Ghana Group | Sun | Solar PV | 0 | 0 | 0 | 0 | 0 | 0 | 0 | 0 | 0 | 0 | 0 | 0 | 0 | 0 | 0 | 0 | 0 | 139.4256 | 0 | 0 | 0 | 0 | 0 | 0 | 0 | 0 | 25 | 0 | 0 | 0 | 0 | 0 | 0 | 0 | 0 | 0 | 0 | 0 | 0 | 0 | 0 | 0 | 0 | 0 | 0 | 0 | 0 | 0 | 0 | 0 | 0 | 0 | 0 | 110 | 0% | 0% | 0% | 0% | 0% | 0% | 0% | 0% | 14.47% | 0 | 0 | 0 | 0 | 0 | 0 | 0 | 0 | 159.4415 | 0 | 0 | 0 | 0 | 0 | 0 | 0 | 0 | 19.5867 | 0 | 0 | 0 | 0 | Unplanned Build | Potential Build Solar PV2035
| 84 | SOUT SOLAR PV 2026 | SouthEast Ghana Group | Sun | Solar PV | 0 | 0 | 0 | 0 | 0 | 0 | 0 | 0 | 0 | 0 | 0 | 0 | 0 | 0 | 12.6751 | 25.3501 | 25.3501 | 25.3501 | 0 | 0 | 0 | 0 | 0 | 24.8 | 24.8 | 24.8 | 24.8 | 0 | 0 | 0 | 0 | 0 | 0 | 0 | 0 | 0 | 0 | 0 | 0 | 0 | 0 | 0 | 0 | 0 | 0 | 0 | 0 | 0 | 0 | 0 | 10 | 20 | 20 | 20 | 0% | 0% | 0% | 0% | 0% | 14.47% | 14.47% | 14.47% | 14.47% | 0 | 0 | 0 | 0 | 0 | 10.2003 | 10.2003 | 0 | 0 | 0 | 0 | 0 | 0 | 0 | 4.3259 | 3.2501 | 0 | 0 | 4.7585 | 8.3337 | 10.2003 | 22.4407 | Unplanned Build | Potential Build Solar PV2026
| 85 | SOUT SOLAR PV 2035 | SouthEast Ghana Group | Sun | Solar PV | 0 | 0 | 0 | 0 | 0 | 0 | 0 | 0 | 0 | 0 | 0 | 0 | 0 | 0 | 0 | 0 | 0 | 25.3501 | 0 | 0 | 0 | 0 | 0 | 0 | 0 | 0 | 25 | 0 | 0 | 0 | 0 | 0 | 0 | 0 | 0 | 0 | 0 | 0 | 0 | 0 | 0 | 0 | 0 | 0 | 0 | 0 | 0 | 0 | 0 | 0 | 0 | 0 | 0 | 20 | 0% | 0% | 0% | 0% | 0% | 0% | 0% | 0% | 14.47% | 0 | 0 | 0 | 0 | 0 | 0 | 0 | 0 | 28.9894 | 0 | 0 | 0 | 0 | 0 | 0 | 0 | 0 | 3.5612 | 0 | 0 | 0 | 0 | Unplanned Build | Potential Build Solar PV2035
| 87 | ASHA SOLAR PV WITH STORAGE 2026 | Ashanti Group | Sun + storage | Solar PV + Storage | 0 | 0 | 0 | 0 | 0 | 0 | 0 | 0 | 0 | 0 | 0 | 0 | 0 | 0 | 0 | 12.675 | 12.675 | 12.675 | 0 | 0 | 0 | 0 | 0 | 0 | 28 | 28 | 28 | 0 | 0 | 0 | 0 | 0 | 0 | 0 | 0 | 0 | 0 | 0 | 0 | 0 | 0 | 0 | 0 | 0 | 0 | 0 | 0 | 0 | 0 | 0 | 0 | 10 | 10 | 10 | 0% | 0% | 0% | 0% | 0% | 0% | 14.47% | 14.47% | 14.47% | 0 | 0 | 0 | 0 | 0 | 0 | 15.625 | 0 | 0 | 0 | 0 | 0 | 0 | 0 | 0 | 4.9786 | 0 | 0 | 0 | 5.4765 | 0 | 17.1875 | Unplanned Build | Potential Build Solar PV with storage2026
| 88 | ASHA SOLAR PV WITH STORAGE 2035 | Ashanti Group | Sun + storage | Solar PV + Storage | 0 | 0 | 0 | 0 | 0 | 0 | 0 | 0 | 0 | 0 | 0 | 0 | 0 | 0 | 0 | 0 | 0 | 31.6876 | 0 | 0 | 0 | 0 | 0 | 0 | 0 | 0 | 28 | 0 | 0 | 0 | 0 | 0 | 0 | 0 | 0 | 0 | 0 | 0 | 0 | 0 | 0 | 0 | 0 | 0 | 0 | 0 | 0 | 0 | 0 | 0 | 0 | 0 | 0 | 25 | 0% | 0% | 0% | 0% | 0% | 0% | 0% | 0% | 14.47% | 0 | 0 | 0 | 0 | 0 | 0 | 0 | 0 | 33.75 | 0 | 0 | 0 | 0 | 0 | 0 | 0 | 0 | 4.1461 | 0 | 0 | 0 | 0 | Unplanned Build | Potential Build Solar PV with storage2035
| 91 | SOUT SOLAR PV WITH STORAGE 2035 | SouthWest Ghana Group | Sun + storage | Solar PV + Storage | 0 | 0 | 0 | 0 | 0 | 0 | 0 | 0 | 0 | 0 | 0 | 0 | 0 | 0 | 0 | 0 | 0 | 25.3501 | 0 | 0 | 0 | 0 | 0 | 0 | 0 | 0 | 28 | 0 | 0 | 0 | 0 | 0 | 0 | 0 | 0 | 0 | 0 | 0 | 0 | 0 | 0 | 0 | 0 | 0 | 0 | 0 | 0 | 0 | 0 | 0 | 0 | 0 | 0 | 20 | 0% | 0% | 0% | 0% | 0% | 0% | 0% | 0% | 14.47% | 0 | 0 | 0 | 0 | 0 | 0 | 0 | 0 | 27 | 0 | 0 | 0 | 0 | 0 | 0 | 0 | 0 | 3.3168 | 0 | 0 | 0 | 0 | Unplanned Build | Potential Build Solar PV with storage2035
| 93 | NORT SOLAR PV WITH STORAGE 2026 | Northern Ghana Group | Sun + storage | Solar PV + Storage | 0 | 0 | 0 | 0 | 0 | 0 | 0 | 0 | 0 | 0 | 0 | 0 | 0 | 0 | 0 | 63.3752 | 63.3752 | 63.3752 | 0 | 0 | 0 | 0 | 0 | 0 | 28 | 28 | 28 | 0 | 0 | 0 | 0 | 0 | 0 | 0 | 0 | 0 | 0 | 0 | 0 | 0 | 0 | 0 | 0 | 0 | 0 | 0 | 0 | 0 | 0 | 0 | 0 | 50 | 50 | 50 | 0% | 0% | 0% | 0% | 0% | 0% | 14.47% | 14.47% | 14.47% | 0 | 0 | 0 | 0 | 0 | 0 | 78.125 | 0 | 0 | 0 | 0 | 0 | 0 | 0 | 0 | 24.893 | 0 | 0 | 0 | 27.3823 | 0 | 85.9375 | Unplanned Build | Potential Build Solar PV with storage2026
| 94 | NORT SOLAR PV WITH STORAGE 2035 | Northern Ghana Group | Sun + storage | Solar PV + Storage | 0 | 0 | 0 | 0 | 0 | 0 | 0 | 0 | 0 | 0 | 0 | 0 | 0 | 0 | 0 | 0 | 0 | 158.4381 | 0 | 0 | 0 | 0 | 0 | 0 | 0 | 0 | 28 | 0 | 0 | 0 | 0 | 0 | 0 | 0 | 0 | 0 | 0 | 0 | 0 | 0 | 0 | 0 | 0 | 0 | 0 | 0 | 0 | 0 | 0 | 0 | 0 | 0 | 0 | 125 | 0% | 0% | 0% | 0% | 0% | 0% | 0% | 0% | 14.47% | 0 | 0 | 0 | 0 | 0 | 0 | 0 | 0 | 168.75 | 0 | 0 | 0 | 0 | 0 | 0 | 0 | 0 | 20.7303 | 0 | 0 | 0 | 0 | Unplanned Build | Potential Build Solar PV with storage2035
| 96 | SOUT SOLAR PV WITH STORAGE 2026 | SouthEast Ghana Group | Sun + storage | Solar PV + Storage | 0 | 0 | 0 | 0 | 0 | 0 | 0 | 0 | 0 | 0 | 0 | 0 | 0 | 0 | 0 | 5.5784e-05 | 5.5784e-05 | 5.5784e-05 | 0 | 0 | 0 | 0 | 0 | 0 | 28 | 28 | 28 | 0 | 0 | 0 | 0 | 0 | 0 | 0 | 0 | 0 | 0 | 0 | 0 | 0 | 0 | 0 | 0 | 0 | 0 | 0 | 0 | 0 | 0 | 0 | 0 | 4.4011e-05 | 4.4011e-05 | 4.4011e-05 | 0% | 0% | 0% | 0% | 0% | 0% | 14.47% | 14.47% | 14.47% | 0 | 0 | 0 | 0 | 0 | 0 | 6.8767e-05 | 0 | 0 | 0 | 0 | 0 | 0 | 0 | 0 | 2.1911e-05 | 0 | 0 | 0 | 2.4102e-05 | 0 | 7.5643e-05 | Unplanned Build | Potential Build Solar PV with storage2026
| 97 | SOUT SOLAR PV WITH STORAGE 2035 | SouthEast Ghana Group | Sun + storage | Solar PV + Storage | 0 | 0 | 0 | 0 | 0 | 0 | 0 | 0 | 0 | 0 | 0 | 0 | 0 | 0 | 0 | 0 | 0 | 107.7379 | 0 | 0 | 0 | 0 | 0 | 0 | 0 | 0 | 28 | 0 | 0 | 0 | 0 | 0 | 0 | 0 | 0 | 0 | 0 | 0 | 0 | 0 | 0 | 0 | 0 | 0 | 0 | 0 | 0 | 0 | 0 | 0 | 0 | 0 | 0 | 85 | 0% | 0% | 0% | 0% | 0% | 0% | 0% | 0% | 14.47% | 0 | 0 | 0 | 0 | 0 | 0 | 0 | 0 | 114.75 | 0 | 0 | 0 | 0 | 0 | 0 | 0 | 0 | 14.0966 | 0 | 0 | 0 | 0 | Unplanned Build | Potential Build Solar PV with storage2035
| 100 | SOUT SOLAR PV WITH STORAGE 2035 | SouthWest Ghana Group | Sun + storage | Solar PV + Storage | 0 | 0 | 0 | 0 | 0 | 0 | 0 | 0 | 0 | 0 | 0 | 0 | 0 | 0 | 0 | 0 | 0 | 69.7128 | 0 | 0 | 0 | 0 | 0 | 0 | 0 | 0 | 28 | 0 | 0 | 0 | 0 | 0 | 0 | 0 | 0 | 0 | 0 | 0 | 0 | 0 | 0 | 0 | 0 | 0 | 0 | 0 | 0 | 0 | 0 | 0 | 0 | 0 | 0 | 55 | 0% | 0% | 0% | 0% | 0% | 0% | 0% | 0% | 14.47% | 0 | 0 | 0 | 0 | 0 | 0 | 0 | 0 | 74.25 | 0 | 0 | 0 | 0 | 0 | 0 | 0 | 0 | 9.1213 | 0 | 0 | 0 | 0 | Unplanned Build | Potential Build Solar PV with storage2035
| 103 | SOUT SOLAR PV WITH STORAGE 2035 | SouthEast Ghana Group | Sun + storage | Solar PV + Storage | 0 | 0 | 0 | 0 | 0 | 0 | 0 | 0 | 0 | 0 | 0 | 0 | 0 | 0 | 0 | 0 | 0 | 19.0126 | 0 | 0 | 0 | 0 | 0 | 0 | 0 | 0 | 28 | 0 | 0 | 0 | 0 | 0 | 0 | 0 | 0 | 0 | 0 | 0 | 0 | 0 | 0 | 0 | 0 | 0 | 0 | 0 | 0 | 0 | 0 | 0 | 0 | 0 | 0 | 15 | 0% | 0% | 0% | 0% | 0% | 0% | 0% | 0% | 14.47% | 0 | 0 | 0 | 0 | 0 | 0 | 0 | 0 | 20.25 | 0 | 0 | 0 | 0 | 0 | 0 | 0 | 0 | 2.4876 | 0 | 0 | 0 | 0 | Unplanned Build | Potential Build Solar PV with storage2035
| 104 | SOUT WIND TURBINE 2020 | SouthEast Ghana Group | Wind | Wind | 0 | 0 | 0 | 0 | 0 | 0 | 0 | 0 | 0 | 0 | 0 | 0 | 175.1525 | 350.305 | 525.4575 | 525.4575 | 525.4575 | 525.4575 | 0 | 0 | 0 | 46.71 | 46.71 | 46.71 | 46.71 | 46.71 | 46.71 | 0 | 0 | 0 | 0 | 0 | 0 | 0 | 0 | 0 | 0 | 0 | 0 | 0 | 0 | 0 | 0 | 0 | 0 | 0 | 0 | 0 | 75 | 150 | 225 | 225 | 225 | 225 | 0% | 0% | 0% | 26.66% | 26.66% | 26.66% | 26.66% | 26.66% | 26.66% | 0 | 0 | 0 | 130.7634 | 130.7634 | 130.7634 | 0 | 0 | 0 | 0 | 0 | 0 | 89.3132 | 73.8125 | 55.4564 | 0 | 0 | 0 | 240.4404 | 240.4404 | 392.2902 | 431.5192 | Unplanned Build | Potential Build Wind2020
| 105 | SOUT WIND TURBINE 2026 | SouthEast Ghana Group | Wind | Wind | 0 | 0 | 0 | 0 | 0 | 0 | 0 | 0 | 0 | 0 | 0 | 0 | 0 | 0 | 175.1525 | 408.6892 | 525.4575 | 525.4575 | 0 | 0 | 0 | 0 | 0 | 46.71 | 46.71 | 46.71 | 46.71 | 0 | 0 | 0 | 0 | 0 | 0 | 0 | 0 | 0 | 0 | 0 | 0 | 0 | 0 | 0 | 0 | 0 | 0 | 0 | 0 | 0 | 0 | 0 | 75 | 175 | 225 | 225 | 0% | 0% | 0% | 0% | 0% | 26.66% | 26.66% | 26.66% | 26.66% | 0 | 0 | 0 | 0 | 0 | 81.4226 | 108.5635 | 54.2818 | 0 | 0 | 0 | 0 | 0 | 0 | 34.5311 | 34.5917 | 10.7394 | 0 | 37.9843 | 87.8484 | 81.4226 | 268.6947 | Unplanned Build | Potential Build Wind2026
| 106 | SOUT WIND TURBINE 2035 | SouthEast Ghana Group | Wind | Wind | 0 | 0 | 0 | 0 | 0 | 0 | 0 | 0 | 0 | 0 | 0 | 0 | 0 | 0 | 0 | 0 | 233.5367 | 233.5367 | 0 | 0 | 0 | 0 | 0 | 0 | 0 | 47 | 47 | 0 | 0 | 0 | 0 | 0 | 0 | 0 | 0 | 0 | 0 | 0 | 0 | 0 | 0 | 0 | 0 | 0 | 0 | 0 | 0 | 0 | 0 | 0 | 0 | 0 | 100 | 100 | 0% | 0% | 0% | 0% | 0% | 0% | 0% | 26.66% | 26.66% | 0 | 0 | 0 | 0 | 0 | 0 | 0 | 151.4787 | 0 | 0 | 0 | 0 | 0 | 0 | 0 | 0 | 29.9693 | 0 | 0 | 32.9662 | 0 | 166.6266 | Unplanned Build | Potential Build Wind2035
[6 empty] | 0 | 0 | 0 | 0 | 0 | 0 | 0 |  |  | 0 | 0 | 0 | 0 | 0 | 0 | 0 |  |  | 0 | 0 | 0 | 0 | 0 | 0 | 0 |  |  | 0 | 0 | 0 | 0 | 0 | 0 | 0 |  |  | 0 | 0 | 0 | 0 | 0 | 0 | 0 |  |  | 0 | 0 | 0 | 0 | 0 | 0 | 0 |  |  | 0 | 0 | 0 | 0 | 0 | 0 | 0

## LowDemandHighCostLowWater
Bck to Contents | [77 empty] | 90.91% | 82.64% | 75.13% | 68.3% | 56.45% | 42.41% | 31.86% | 19.78% | 12.28% | Cap Cost NPV |  | Cap Cost -- no NPV
|  | Plant Name |  |  |  | FUEL CONSUMPTION | [8 empty] | GENERATION | [8 empty] | FOM (USD/kW-yr | [8 empty] | VOM (USD/MWh) | [8 empty] | Fuel Cost (USD/MWh) | [8 empty] | Available Capacity | [8 empty] | Capacity Factors | [8 empty] | Total Capital Cost | [8 empty] | Total Capital Cost (NPV) | [8 empty] | 1520.8441 | 2586.3525 | 2867.0397 | 8134.1601 | Unplanned? | Plant Name
| UnitID |  | Model Region | Fuel Type | Capacity Type | 2017 | 2018 | 2019 | 2020 | 2023 | 2026 | 2030 | 2035 | 2040 | 2017 | 2018 | 2019 | 2020 | 2023 | 2026 | 2030 | 2035 | 2040 | 2017 | 2018 | 2019 | 2020 | 2023 | 2026 | 2030 | 2035 | 2040 | 2017 | 2018 | 2019 | 2020 | 2023 | 2026 | 2030 | 2035 | 2040 | 2017 | 2018 | 2019 | 2020 | 2023 | 2026 | 2030 | 2035 | 2040 | 2017 | 2018 | 2019 | 2020 | 2023 | 2026 | 2030 | 2035 | 2040 | 2017 | 2018 | 2019 | 2020 | 2023 | 2026 | 2030 | 2035 | 2040 | 2017 | 2018 | 2019 | 2020 | 2023 | 2026 | 2030 | 2035 | 2040 | 2017 | 2018 | 2019 | 2020 | 2023 | 2026 | 2030 | 2035 | 2040 | 10-year | 20-year | 10-year | 20-year
| 1 | CENIT | SouthEast Ghana Group | Oil | Oil Combustion | 0 | 0 | 0 | 0 | 0 | 0 | 0 | 0 | 0 | 0 | 0 | 0 | 0 | 0 | 0 | 0 | 0 | 0 | 11.83 | 11.83 | 11.83 | 11.83 | 11.83 | 11.83 | 11.83 | 0 | 0 | 0 | 0 | 0 | 0 | 0 | 0 | 0 | 0 | 0 | 0 | 0 | 0 | 0 | 0 | 0 | 0 | 0 | 0 | 100 | 100 | 100 | 100 | 100 | 100 | 100 | 0 | 0 | 0% | 0% | 0% | 0% | 0% | 0% | 0% | 0% | 0% | [9 empty] | 0 | 0 | 0 | 0 | 0 | 0 | 0 | 0 | 0 | 0 | 0 | 0 | 0 | Existing & Under Const. Plant
| 2 | Trojan 2B | SouthEast Ghana Group | Oil | Oil Combustion | 1.0933 | 0 | 0 | 0 | 0 | 0 | 0 | 0 | 0 | 129.5385 | 0 | 0 | 0 | 0 | 0 | 0 | 0 | 0 | 34 | 34 | 34 | 34 | 0 | 0 | 0 | 0 | 0 | 5.5 | 0 | 0 | 0 | 0 | 0 | 0 | 0 | 0 | 97.9957 | 0 | 0 | 0 | 0 | 0 | 0 | 0 | 0 | 16.25 | 16.25 | 16.25 | 16.25 | 0 | 0 | 0 | 0 | 0 | 91% | 0% | 0% | 0% | 0% | 0% | 0% | 0% | 0% | [9 empty] | 0 | 0 | 0 | 0 | 0 | 0 | 0 | 0 | 0 | 0 | 0 | 0 | 0 | Existing & Under Const. Plant
| 3 | Trojan 2A | Ashanti Group | Oil | Oil Combustion | 0.26958 | 0 | 0 | 0 | 0 | 0 | 0 | 0 | 0 | 31.941 | 0 | 0 | 0 | 0 | 0 | 0 | 0 | 0 | 34 | 34 | 34 | 34 | 0 | 0 | 0 | 0 | 0 | 5.5 | 0 | 0 | 0 | 0 | 0 | 0 | 0 | 0 | 108.8196 | 0 | 0 | 0 | 0 | 0 | 0 | 0 | 0 | 16.25 | 16.25 | 16.25 | 16.25 | 0 | 0 | 0 | 0 | 0 | 22.44% | 0% | 0% | 0% | 0% | 0% | 0% | 0% | 0% | [9 empty] | 0 | 0 | 0 | 0 | 0 | 0 | 0 | 0 | 0 | 0 | 0 | 0 | 0 | Existing & Under Const. Plant
| 4 | GP Tarkwa Plant | SouthWest Ghana Group | Oil | Oil Combustion | 0 | 0 | 0 | 0 | 0 | 0 | 0 | 0 | 0.023585 | 0 | 0 | 0 | 0 | 0 | 0 | 0 | 0 | 2.376 | 17.5 | 17.5 | 17.5 | 17.5 | 17.5 | 17.5 | 17.5 | 17.5 | 17.5 | 0 | 0 | 0 | 0 | 0 | 0 | 0 | 0 | 3.5 | 0 | 0 | 0 | 0 | 0 | 0 | 0 | 0 | 180.3753 | 33 | 33 | 33 | 33 | 33 | 33 | 33 | 33 | 33 | 0% | 0% | 0% | 0% | 0% | 0% | 0% | 0% | 0.8219% | [9 empty] | 0 | 0 | 0 | 0 | 0 | 0 | 0 | 0 | 0 | 0 | 0 | 0 | 0 | Existing & Under Const. Plant
| 5 | GP Chirano Plant | SouthWest Ghana Group | Oil | Oil Combustion | 0 | 0 | 0 | 0 | 0 | 0 | 0 | 0 | 0 | 0 | 0 | 0 | 0 | 0 | 0 | 0 | 0 | 0 | 17.5 | 17.5 | 17.5 | 17.5 | 17.5 | 17.5 | 17.5 | 17.5 | 17.5 | 0 | 0 | 0 | 0 | 0 | 0 | 0 | 0 | 0 | 0 | 0 | 0 | 0 | 0 | 0 | 0 | 0 | 0 | 30 | 30 | 30 | 30 | 30 | 30 | 30 | 30 | 30 | 0% | 0% | 0% | 0% | 0% | 0% | 0% | 0% | 0% | [9 empty] | 0 | 0 | 0 | 0 | 0 | 0 | 0 | 0 | 0 | 0 | 0 | 0 | 0 | Existing & Under Const. Plant
| 6 | GP Darmang Plant | SouthWest Ghana Group | Oil | Oil Combustion | 0 | 0 | 0 | 0 | 0 | 0 | 0 | 0 | 0.0042696 | 0 | 0 | 0 | 0 | 0 | 0 | 0 | 0 | 0.40166 | 17.5 | 17.5 | 17.5 | 17.5 | 17.5 | 17.5 | 17.5 | 17.5 | 17.5 | 0 | 0 | 0 | 0 | 0 | 0 | 0 | 0 | 3.5 | 0 | 0 | 0 | 0 | 0 | 0 | 0 | 0 | 193.1684 | 25.5 | 25.5 | 25.5 | 25.5 | 25.5 | 25.5 | 25.5 | 25.5 | 25.5 | 0% | 0% | 0% | 0% | 0% | 0% | 0% | 0% | 0.1798% | [9 empty] | 0 | 0 | 0 | 0 | 0 | 0 | 0 | 0 | 0 | 0 | 0 | 0 | 0 | Existing & Under Const. Plant
| 7 | SAPP 2 | SouthEast Ghana Group | Oil/Gas | Oil/Gas Combined Cycle | 7.6694 | 23.5117 | 20.9649 | 13.6024 | 16.9573 | 11.3099 | 17.8319 | 6.9012 | 13.3669 | 983.2557 | 3014.3157 | 2687.8092 | 1743.8935 | 2174.0184 | 1449.9887 | 2286.1405 | 884.7693 | 1713.7085 | 16 | 16 | 16 | 16 | 16 | 16 | 16 | 16 | 16 | 3.5 | 3.5 | 3.5 | 3.5 | 3.5 | 3.5 | 3.5 | 3.5 | 3.5 | 68.1607 | 63.0135 | 64.8585 | 64.5307 | 61.4139 | 62.4954 | 63.6353 | 62.8768 | 63.6501 | 370 | 370 | 370 | 370 | 370 | 370 | 370 | 370 | 370 | 30.34% | 93% | 82.93% | 53.8% | 67.07% | 44.74% | 70.53% | 27.3% | 52.87% | [9 empty] | 0 | 0 | 0 | 0 | 0 | 0 | 0 | 0 | 0 | 0 | 0 | 0 | 0 | Existing & Under Const. Plant
| 8 | Cenpower | SouthEast Ghana Group | Oil/Gas | Oil/Gas Combined Cycle | 0 | 3.4883 | 7.1105 | 0 | 0 | 0 | 0 | 0 | 0 | 0 | 445.5083 | 908.1067 | 0 | 0 | 0 | 0 | 0 | 0 | 0 | 16 | 16 | 16 | 16 | 16 | 16 | 16 | 16 | 0 | 3.5 | 3.5 | 0 | 0 | 0 | 0 | 0 | 0 | 0 | 63.4189 | 64.6249 | 0 | 0 | 0 | 0 | 0 | 0 | 0 | 340 | 340 | 340 | 340 | 340 | 340 | 340 | 340 | 0% | 14.96% | 30.49% | 0% | 0% | 0% | 0% | 0% | 0% | [9 empty] | 0 | 0 | 0 | 0 | 0 | 0 | 0 | 0 | 0 | 0 | 0 | 0 | 0 | Existing & Under Const. Plant
| 9 | KarpowerShip 1 | SouthEast Ghana Group | Oil/Gas | Oil/Gas Combined Cycle | 14.837 | 0 | 0 | 0 | 0 | 0 | 0 | 0 | 0 | 1942.0128 | 0 | 0 | 0 | 0 | 0 | 0 | 0 | 0 | 177.828 | 0 | 0 | 0 | 0 | 0 | 0 | 0 | 0 | 3.5 | 0 | 0 | 0 | 0 | 0 | 0 | 0 | 0 | 67.7182 | 0 | 0 | 0 | 0 | 0 | 0 | 0 | 0 | 247 | 0 | 0 | 0 | 0 | 0 | 0 | 0 | 0 | 89.75% | 0% | 0% | 0% | 0% | 0% | 0% | 0% | 0% | [9 empty] | 0 | 0 | 0 | 0 | 0 | 0 | 0 | 0 | 0 | 0 | 0 | 0 | 0 | Existing & Under Const. Plant
| 10 | AKSA | SouthEast Ghana Group | Oil/Gas | Oil/Gas Combined Cycle | 10.1595 | 0 | 0 | 0 | 0 | 0 | 0 | 0 | 0 | 1195.236 | 0 | 0 | 0 | 0 | 0 | 0 | 0 | 0 | 16 | 16 | 16 | 16 | 16 | 16 | 16 | 16 | 16 | 3.5 | 0 | 0 | 0 | 0 | 0 | 0 | 0 | 0 | 75.3409 | 0 | 0 | 0 | 0 | 0 | 0 | 0 | 0 | 250 | 375 | 375 | 375 | 375 | 375 | 375 | 375 | 375 | 54.58% | 0% | 0% | 0% | 0% | 0% | 0% | 0% | 0% | [9 empty] | 0 | 0 | 0 | 0 | 0 | 0 | 0 | 0 | 0 | 0 | 0 | 0 | 0 | Existing & Under Const. Plant
| 11 | TAPCO (T1) | SouthWest Ghana Group | Oil/Gas | Oil/Gas Combined Cycle | 11.645 | 17.1872 | 17.1872 | 14.5207 | 17.0447 | 0 | 5.0142 | 0.27963 | 0 | 1496.2083 | 2208.3 | 2208.3 | 1865.6952 | 2189.9912 | 0 | 644.2528 | 35.9287 | 0 | 18.7 | 18.7 | 18.7 | 18.7 | 18.7 | 18.7 | 18.7 | 18.7 | 18.7 | 5 | 5 | 5 | 5 | 5 | 0 | 5 | 5 | 0 | 62.0222 | 62.3154 | 64.7499 | 64.6242 | 61.2801 | 0 | 63.0192 | 62.5775 | 0 | 305 | 305 | 305 | 305 | 305 | 305 | 305 | 305 | 305 | 56% | 82.65% | 82.65% | 69.83% | 81.97% | 0% | 24.11% | 1.345% | 0% | [9 empty] | 0 | 0 | 0 | 0 | 0 | 0 | 0 | 0 | 0 | 0 | 0 | 0 | 0 | Existing & Under Const. Plant
| 12 | TICO (T2) | SouthWest Ghana Group | Oil/Gas | Oil/Gas Combined Cycle | 17.7346 | 17.7346 | 17.7346 | 17.7346 | 17.7346 | 17.1893 | 17.7346 | 17.7346 | 1.9203 | 2382.7205 | 2382.7196 | 2382.7202 | 2382.72 | 2382.72 | 2309.456 | 2382.72 | 2382.72 | 257.9977 | 30.94 | 30.94 | 30.94 | 30.94 | 30.94 | 30.94 | 30.94 | 30.94 | 30.94 | 4.9 | 4.9 | 4.9 | 4.9 | 4.9 | 4.9 | 4.9 | 4.9 | 4.9 | 55.5443 | 59.5931 | 61.9213 | 61.8011 | 58.603 | 59.635 | 60.2662 | 59.8438 | 58.8741 | 320 | 320 | 320 | 320 | 320 | 320 | 320 | 320 | 320 | 85% | 85% | 85% | 85% | 85% | 82.39% | 85% | 85% | 9.204% | [9 empty] | 0 | 0 | 0 | 0 | 0 | 0 | 0 | 0 | 0 | 0 | 0 | 0 | 0 | Existing & Under Const. Plant
| 13 | Amandi | SouthWest Ghana Group | Oil/Gas | Oil/Gas Combined Cycle | 0 | 0 | 1.4109 | 0 | 0 | 0 | 0 | 0 | 0 | 0 | 0 | 172.0658 | 0 | 0 | 0 | 0 | 0 | 0 | 0 | 0 | 30.94 | 30.94 | 30.94 | 30.94 | 30.94 | 30.94 | 30.94 | 0 | 0 | 4.9 | 0 | 0 | 0 | 0 | 0 | 0 | 0 | 0 | 68.2191 | 0 | 0 | 0 | 0 | 0 | 0 | 0 | 0 | 190 | 190 | 190 | 190 | 190 | 190 | 190 | 0% | 0% | 10.34% | 0% | 0% | 0% | 0% | 0% | 0% | [9 empty] | 0 | 0 | 0 | 0 | 0 | 0 | 0 | 0 | 0 | 0 | 0 | 0 | 0 | Existing & Under Const. Plant
| 14 | KarpowerShip 2 | SouthWest Ghana Group | Oil/Gas | Oil/Gas Combined Cycle | 0 | 17.1568 | 0 | 0 | 0 | 0 | 0 | 0 | 0 | 0 | 2015.1236 | 0 | 0 | 0 | 0 | 0 | 0 | 0 | 0 | 177.828 | 177.828 | 177.828 | 177.828 | 0 | 0 | 0 | 0 | 0 | 3.5 | 0 | 0 | 0 | 0 | 0 | 0 | 0 | 0 | 69.2795 | 0 | 0 | 0 | 0 | 0 | 0 | 0 | 0 | 450 | 450 | 450 | 450 | 0 | 0 | 0 | 0 | 0% | 51.12% | 0% | 0% | 0% | 0% | 0% | 0% | 0% | [9 empty] | 0 | 0 | 0 | 0 | 0 | 0 | 0 | 0 | 0 | 0 | 0 | 0 | 0 | Existing & Under Const. Plant
| 15 | Early Power | SouthEast Ghana Group | Oil/Gas | Oil/Gas Combustion | 0 | 0 | 7.7096 | 23.0656 | 23.0656 | 23.0656 | 23.0656 | 22.277 | 22.6967 | 0 | 0 | 1027.9476 | 3075.417 | 3075.417 | 3075.417 | 3075.417 | 2970.2701 | 3026.2219 | 0 | 0 | 16 | 16 | 16 | 16 | 16 | 16 | 16 | 0 | 0 | 3.5 | 3.5 | 3.5 | 3.5 | 3.5 | 3.5 | 3.5 | 0 | 0 | 62.0228 | 62.1153 | 59.0518 | 60.0917 | 60.8035 | 60.9066 | 136.29 | 0 | 0 | 377.5 | 377.5 | 377.5 | 377.5 | 377.5 | 377.5 | 377.5 | 0% | 0% | 31.08% | 93% | 93% | 93% | 93% | 89.82% | 91.51% | [9 empty] | 0 | 0 | 0 | 0 | 0 | 0 | 0 | 0 | 0 | 0 | 0 | 0 | 0 | Existing & Under Const. Plant
| 16 | TT1PP | SouthEast Ghana Group | Oil/Gas | Oil/Gas Combustion | 0 | 0 | 0 | 0 | 0 | 0 | 0 | 0 | 0 | 0 | 0 | 0 | 0 | 0 | 0 | 0 | 0 | 0 | 14.3 | 14.3 | 14.3 | 14.3 | 14.3 | 14.3 | 14.3 | 14.3 | 14.3 | 0 | 0 | 0 | 0 | 0 | 0 | 0 | 0 | 0 | 0 | 0 | 0 | 0 | 0 | 0 | 0 | 0 | 0 | 100 | 100 | 100 | 100 | 100 | 100 | 100 | 100 | 100 | 0% | 0% | 0% | 0% | 0% | 0% | 0% | 0% | 0% | [9 empty] | 0 | 0 | 0 | 0 | 0 | 0 | 0 | 0 | 0 | 0 | 0 | 0 | 0 | Existing & Under Const. Plant
| 17 | KTPP | SouthEast Ghana Group | Oil/Gas | Oil/Gas Combustion | 0.85157 | 0 | 0 | 0 | 0 | 0 | 0 | 0 | 0 | 78.1255 | 0 | 0 | 0 | 0 | 0 | 0 | 0 | 0 | 12.3 | 12.3 | 12.3 | 12.3 | 12.3 | 12.3 | 12.3 | 12.3 | 12.3 | 3.5 | 0 | 0 | 0 | 0 | 0 | 0 | 0 | 0 | 126.5585 | 0 | 0 | 0 | 0 | 0 | 0 | 0 | 0 | 200 | 200 | 200 | 200 | 200 | 200 | 200 | 200 | 200 | 4.459% | 0% | 0% | 0% | 0% | 0% | 0% | 0% | 0% | [9 empty] | 0 | 0 | 0 | 0 | 0 | 0 | 0 | 0 | 0 | 0 | 0 | 0 | 0 | Existing & Under Const. Plant
| 18 | Trojan 1 | SouthEast Ghana Group | Oil/Gas | Oil/Gas Combustion | 1.6793 | 0 | 0 | 0 | 0 | 0 | 0 | 0 | 0 | 198.9711 | 0 | 0 | 0 | 0 | 0 | 0 | 0 | 0 | 34 | 34 | 34 | 34 | 0 | 0 | 0 | 0 | 0 | 5.5 | 0 | 0 | 0 | 0 | 0 | 0 | 0 | 0 | 97.9957 | 0 | 0 | 0 | 0 | 0 | 0 | 0 | 0 | 24.96 | 24.96 | 24.96 | 24.96 | 0 | 0 | 0 | 0 | 0 | 91% | 0% | 0% | 0% | 0% | 0% | 0% | 0% | 0% | [9 empty] | 0 | 0 | 0 | 0 | 0 | 0 | 0 | 0 | 0 | 0 | 0 | 0 | 0 | Existing & Under Const. Plant
| 19 | MRP | SouthEast Ghana Group | Oil/Gas | Oil/Gas Combustion | 0 | 0 | 0 | 0 | 0 | 0 | 0 | 0 | 0 | 0 | 0 | 0 | 0 | 0 | 0 | 0 | 0 | 0 | 12.5737 | 12.5737 | 12.5737 | 12.5737 | 12.5737 | 12.5737 | 12.5737 | 12.5737 | 12.5737 | 0 | 0 | 0 | 0 | 0 | 0 | 0 | 0 | 0 | 0 | 0 | 0 | 0 | 0 | 0 | 0 | 0 | 0 | 70 | 70 | 70 | 70 | 70 | 70 | 70 | 70 | 70 | 0% | 0% | 0% | 0% | 0% | 0% | 0% | 0% | 0% | [9 empty] | 0 | 0 | 0 | 0 | 0 | 0 | 0 | 0 | 0 | 0 | 0 | 0 | 0 | Existing & Under Const. Plant
| 20 | Safisana | SouthEast Ghana Group | Biogas | Biogas | 0.010052 | 0.010052 | 0.010052 | 0.010052 | 0.010052 | 0.010052 | 0.010052 | 0.010052 | 0.010052 | 0.7446 | 0.7446 | 0.7446 | 0.7446 | 0.7446 | 0.7446 | 0.7446 | 0.7446 | 0.7446 | 35 | 35 | 35 | 35 | 35 | 35 | 35 | 35 | 35 | 4.2 | 4.2 | 4.2 | 4.2 | 4.2 | 4.2 | 4.2 | 4.2 | 4.2 | 40.5 | 40.5 | 40.5 | 40.5 | 40.5 | 40.5 | 40.5 | 40.5 | 40.5 | 0.1 | 0.1 | 0.1 | 0.1 | 0.1 | 0.1 | 0.1 | 0.1 | 0.1 | 85% | 85% | 85% | 85% | 85% | 85% | 85% | 85% | 85% | [9 empty] | 0 | 0 | 0 | 0 | 0 | 0 | 0 | 0 | 0 | 0 | 0 | 0 | 0 | Existing & Under Const. Plant
| 21 | TT2PP | SouthEast Ghana Group | Gas | Gas Combustion Turbine | 0.4926 | 0 | 0 | 0 | 0 | 0 | 0 | 0 | 0 | 50.6792 | 0 | 0 | 0 | 0 | 0 | 0 | 0 | 0 | 12.1007 | 12.1007 | 12.1007 | 12.1007 | 12.1007 | 12.1007 | 12.1007 | 12.1007 | 12.1007 | 4.5 | 0 | 0 | 0 | 0 | 0 | 0 | 0 | 0 | 79.8984 | 0 | 0 | 0 | 0 | 0 | 0 | 0 | 0 | 45 | 45 | 45 | 45 | 45 | 45 | 45 | 45 | 45 | 12.86% | 0% | 0% | 0% | 0% | 0% | 0% | 0% | 0% | [9 empty] | 0 | 0 | 0 | 0 | 0 | 0 | 0 | 0 | 0 | 0 | 0 | 0 | 0 | Existing & Under Const. Plant
| 22 | SAPP 1 | SouthEast Ghana Group | Gas | Gas Combustion Turbine | 3.0668 | 0 | 0 | 0 | 0 | 0 | 0 | 0 | 0 | 328.699 | 0 | 0 | 0 | 0 | 0 | 0 | 0 | 0 | 11.83 | 11.83 | 11.83 | 11.83 | 11.83 | 11.83 | 11.83 | 11.83 | 11.83 | 4.5 | 0 | 0 | 0 | 0 | 0 | 0 | 0 | 0 | 76.6926 | 0 | 0 | 0 | 0 | 0 | 0 | 0 | 0 | 180 | 180 | 180 | 180 | 180 | 180 | 180 | 180 | 180 | 20.85% | 0% | 0% | 0% | 0% | 0% | 0% | 0% | 0% | [9 empty] | 0 | 0 | 0 | 0 | 0 | 0 | 0 | 0 | 0 | 0 | 0 | 0 | 0 | Existing & Under Const. Plant
| 23 | Trojan 3 | SouthEast Ghana Group | Gas | Gas Combustion Turbine | 0 | 0 | 0 | 0 | 0 | 0 | 0 | 0 | 0 | 0 | 0 | 0 | 0 | 0 | 0 | 0 | 0 | 0 | 0 | 34 | 34 | 34 | 0 | 0 | 0 | 0 | 0 | 0 | 0 | 0 | 0 | 0 | 0 | 0 | 0 | 0 | 0 | 0 | 0 | 0 | 0 | 0 | 0 | 0 | 0 | 0 | 49.92 | 49.92 | 49.92 | 0 | 0 | 0 | 0 | 0 | 0% | 0% | 0% | 0% | 0% | 0% | 0% | 0% | 0% | [9 empty] | 0 | 0 | 0 | 0 | 0 | 0 | 0 | 0 | 0 | 0 | 0 | 0 | 0 | Existing & Under Const. Plant
| 24 | Ameri_2016 | SouthWest Ghana Group | Gas | Gas Combustion Turbine | 0 | 0 | 0 | 0 | 0 | 0 | 0 | 0 | 0 | 0 | 0 | 0 | 0 | 0 | 0 | 0 | 0 | 0 | 14.54 | 14.54 | 14.54 | 14.54 | 0 | 0 | 0 | 0 | 0 | 0 | 0 | 0 | 0 | 0 | 0 | 0 | 0 | 0 | 0 | 0 | 0 | 0 | 0 | 0 | 0 | 0 | 0 | 230 | 230 | 230 | 230 | 0 | 0 | 0 | 0 | 0 | 0% | 0% | 0% | 0% | 0% | 0% | 0% | 0% | 0% | [9 empty] | 0 | 0 | 0 | 0 | 0 | 0 | 0 | 0 | 0 | 0 | 0 | 0 | 0 | Existing & Under Const. Plant
| 25 | Ameri_2021 | SouthWest Ghana Group | Gas | Gas Combustion Turbine | 0 | 0 | 0 | 0 | 0 | 0 | 0 | 0 | 0 | 0 | 0 | 0 | 0 | 0 | 0 | 0 | 0 | 0 | 0 | 0 | 0 | 0 | 14.54 | 14.54 | 14.54 | 14.54 | 14.54 | 0 | 0 | 0 | 0 | 0 | 0 | 0 | 0 | 0 | 0 | 0 | 0 | 0 | 0 | 0 | 0 | 0 | 0 | 0 | 0 | 0 | 0 | 230 | 230 | 230 | 230 | 230 | 0% | 0% | 0% | 0% | 0% | 0% | 0% | 0% | 0% | [9 empty] | 0 | 0 | 0 | 0 | 0 | 0 | 0 | 0 | 0 | 0 | 0 | 0 | 0 | Existing & Under Const. Plant
| 26 | Bui | Northern Ghana Group | Water | Hydro | 0 | 0 | 0 | 0 | 0 | 0 | 0 | 0 | 0 | 669.5865 | 669.5863 | 669.5863 | 669.5868 | 660.776 | 660.7762 | 639.6312 | 614.9621 | 614.9625 | 27.74 | 27.74 | 27.74 | 27.74 | 27.74 | 27.74 | 27.74 | 27.74 | 27.74 | 1.63 | 1.63 | 1.63 | 1.63 | 1.63 | 1.63 | 1.63 | 1.63 | 1.63 | 0 | 0 | 0 | 0 | 0 | 0 | 0 | 0 | 0 | 330 | 330 | 330 | 330 | 330 | 330 | 330 | 330 | 330 | 23.16% | 23.16% | 23.16% | 23.16% | 22.86% | 22.86% | 22.13% | 21.27% | 21.27% | [9 empty] | 0 | 0 | 0 | 0 | 0 | 0 | 0 | 0 | 0 | 0 | 0 | 0 | 0 | Existing & Under Const. Plant
| 27 | Akosombo | SouthEast Ghana Group | Water | Hydro | 0 | 0 | 0 | 0 | 0 | 0 | 0 | 0 | 0 | 3681.6886 | 3681.689 | 4016.3887 | 4016.3889 | 4245.5415 | 4245.5404 | 3791.3366 | 3261.4331 | 3261.4331 | 9.16 | 9.16 | 9.16 | 9.16 | 9.16 | 9.16 | 9.16 | 9.16 | 9.16 | 0.98 | 0.98 | 0.98 | 0.98 | 0.98 | 0.98 | 0.98 | 0.98 | 0.98 | 0 | 0 | 0 | 0 | 0 | 0 | 0 | 0 | 0 | 900 | 900 | 900 | 900 | 900 | 900 | 900 | 900 | 900 | 46.7% | 46.7% | 50.94% | 50.94% | 53.85% | 53.85% | 48.09% | 41.37% | 41.37% | [9 empty] | 0 | 0 | 0 | 0 | 0 | 0 | 0 | 0 | 0 | 0 | 0 | 0 | 0 | Existing & Under Const. Plant
| 28 | Kpong | SouthEast Ghana Group | Water | Hydro | 0 | 0 | 0 | 0 | 0 | 0 | 0 | 0 | 0 | 722.7074 | 722.7074 | 788.4081 | 788.4081 | 833.861 | 833.861 | 745.8933 | 643.2641 | 643.2641 | 9.16 | 9.16 | 9.16 | 9.16 | 9.16 | 9.16 | 9.16 | 9.16 | 9.16 | 0.98 | 0.98 | 0.98 | 0.98 | 0.98 | 0.98 | 0.98 | 0.98 | 0.98 | 0 | 0 | 0 | 0 | 0 | 0 | 0 | 0 | 0 | 140 | 140 | 140 | 140 | 140 | 140 | 140 | 140 | 140 | 58.93% | 58.93% | 64.29% | 64.29% | 67.99% | 67.99% | 60.82% | 52.45% | 52.45% | [9 empty] | 0 | 0 | 0 | 0 | 0 | 0 | 0 | 0 | 0 | 0 | 0 | 0 | 0 | Existing & Under Const. Plant
| 29 | Cote d'Ivoire Dummy | Cote d'Ivoire | Water | Hydro | 0 | 0 | 0 | 0 | 0 | 0 | 0 | 0 | 0 | 814.6798 | 814.68 | 814.6802 | 814.6802 | 814.6801 | 814.6799 | 814.6799 | 814.6799 | 814.68 | 0 | 0 | 0 | 0 | 0 | 0 | 0 | 0 | 0 | 10 | 10 | 10 | 10 | 10 | 10 | 10 | 10 | 10 | 0 | 0 | 0 | 0 | 0 | 0 | 0 | 0 | 0 | 150 | 150 | 150 | 150 | 150 | 150 | 150 | 150 | 150 | 62% | 62% | 62% | 62% | 62% | 62% | 62% | 62% | 62% | [9 empty] | 0 | 0 | 0 | 0 | 0 | 0 | 0 | 0 | 0 | 0 | 0 | 0 | 0 | Existing & Under Const. Plant
| 30 | Burkina Dummy | Burkina Group | Water | Hydro | 0 | 0 | 0 | 0 | 0 | 0 | 0 | 0 | 0 | 0.438 | 0.438 | 0.438 | 0.438 | 4.818 | 4.818 | 4.818 | 4.818 | 4.818 | 0 | 0 | 0 | 0 | 0 | 0 | 0 | 0 | 0 | 10 | 10 | 10 | 10 | 10 | 10 | 10 | 10 | 10 | 0 | 0 | 0 | 0 | 0 | 0 | 0 | 0 | 0 | 10 | 10 | 10 | 10 | 110 | 110 | 110 | 110 | 110 | 0.5% | 0.5% | 0.5% | 0.5% | 0.5% | 0.5% | 0.5% | 0.5% | 0.5% | [9 empty] | 0 | 0 | 0 | 0 | 0 | 0 | 0 | 0 | 0 | 0 | 0 | 0 | 0 | Existing & Under Const. Plant
| 31 | VRA Solar | Northern Ghana Group | Sun | Solar PV | 0 | 0 | 0 | 0 | 0 | 0 | 0 | 0 | 0 | 2.7132 | 2.7132 | 2.7132 | 2.7132 | 2.7132 | 2.7132 | 2.7132 | 2.7132 | 2.7132 | 0 | 0 | 0 | 0 | 0 | 0 | 0 | 0 | 0 | 0 | 0 | 0 | 0 | 0 | 0 | 0 | 0 | 0 | 0 | 0 | 0 | 0 | 0 | 0 | 0 | 0 | 0 | 1.8 | 1.8 | 1.8 | 1.8 | 1.8 | 1.8 | 1.8 | 1.8 | 1.8 | 17.21% | 17.21% | 17.21% | 17.21% | 17.21% | 17.21% | 17.21% | 17.21% | 17.21% | [9 empty] | 0 | 0 | 0 | 0 | 0 | 0 | 0 | 0 | 0 | 0 | 0 | 0 | 0 | Existing & Under Const. Plant
| 32 | BXC Solar | SouthEast Ghana Group | Sun | Solar PV | 0 | 0 | 0 | 0 | 0 | 0 | 0 | 0 | 0 | 24.0159 | 24.0159 | 24.0159 | 24.0159 | 24.0159 | 24.0159 | 24.0159 | 24.0159 | 0 | 0 | 0 | 0 | 0 | 0 | 0 | 0 | 0 | 0 | 0 | 0 | 0 | 0 | 0 | 0 | 0 | 0 | 0 | 0 | 0 | 0 | 0 | 0 | 0 | 0 | 0 | 0 | 18 | 18 | 18 | 18 | 18 | 18 | 18 | 18 | 0 | 15.23% | 15.23% | 15.23% | 15.23% | 15.23% | 15.23% | 15.23% | 15.23% | 0% | [9 empty] | 0 | 0 | 0 | 0 | 0 | 0 | 0 | 0 | 0 | 0 | 0 | 0 | 0 | Existing & Under Const. Plant
| 33 | ASHA BIOGAS 2018 | Ashanti Group | Biogas | Biogas | 0 | 0 | 0 | 0.26806 | 0.67014 | 0.67014 | 0.67014 | 0.67014 | 0.67014 | 0 | 0 | 0 | 14.892 | 37.23 | 37.23 | 37.23 | 37.23 | 37.23 | 0 | 0 | 0 | 410.32 | 410.32 | 410.32 | 410.32 | 410.32 | 410.32 | 0 | 0 | 0 | 5.5 | 5.5 | 5.5 | 5.5 | 5.5 | 5.5 | 0 | 0 | 0 | 54 | 54 | 54 | 54 | 54 | 54 | 0 | 0 | 0 | 2 | 5 | 5 | 5 | 5 | 5 | 0% | 0% | 0% | 85% | 85% | 85% | 85% | 85% | 85% | 0 | 0 | 0 | 10.08 | 15.12 | 0 | 0 | 0 | 0 | 0 | 0 | 0 | 6.8848 | 8.5348 | 0 | 0 | 0 | 0 | 16.9616 | 16.9616 | 25.2 | 27.72 | Unplanned Build | Potential Build Biogas2018
| 38 | NORT BIOMASS 2018 | Northern Ghana Group | Biomass | Biomass Combustion | 0 | 0 | 0 | 0 | 1 | 3.3048 | 6.0313 | 6.0313 | 6.0313 | 0 | 0 | 0 | 0 | 74.0749 | 244.8015 | 446.76 | 446.76 | 446.76 | 0 | 0 | 0 | 130 | 130 | 130 | 130 | 130 | 130 | 0 | 0 | 0 | 0 | 4.5 | 4.5 | 4.5 | 4.5 | 4.5 | 0 | 0 | 0 | 0 | 67.5 | 67.5 | 67.5 | 67.5 | 67.5 | 0 | 0 | 0 | 20 | 60 | 60 | 60 | 60 | 60 | 0% | 0% | 0% | 0% | 14.09% | 46.58% | 85% | 85% | 85% | 0 | 0 | 0 | 96 | 192 | 0 | 0 | 0 | 0 | 0 | 0 | 0 | 65.5693 | 108.379 | 0 | 0 | 0 | 0 | 191.3431 | 191.3431 | 288 | 316.8 | Unplanned Build | Potential Build Biomass Combustion2018
| 41 | SOUT COAL STEAM TURBINE 2026 | SouthWest Ghana Group | Coal | Coal Steam Turbine | 0 | 0 | 0 | 0 | 0 | 31.6277 | 31.6277 | 31.6277 | 31.6277 | 0 | 0 | 0 | 0 | 0 | 3594.0616 | 3594.0616 | 3594.0616 | 3594.0616 | 0 | 0 | 0 | 0 | 0 | 65 | 65 | 65 | 65 | 0 | 0 | 0 | 0 | 0 | 6.034 | 6.034 | 6.034 | 6.034 | 0 | 0 | 0 | 0 | 0 | 47.4731 | 48.0507 | 49.6313 | 51.0998 | 0 | 0 | 0 | 0 | 0 | 482.683 | 482.683 | 482.683 | 482.683 | 0% | 0% | 0% | 0% | 0% | 85% | 85% | 85% | 85% | 0 | 0 | 0 | 0 | 0 | 1522.3822 | 0 | 0 | 0 | 0 | 0 | 0 | 0 | 0 | 645.6387 | 0 | 0 | 0 | 710.2025 | 710.2025 | 1522.3822 | 1674.6204 | Unplanned Build | Potential Build Coal2026
| 46 | SOUT COMBINED CYCLE 2018 | SouthWest Ghana Group | Oil/Gas | Oil/Gas Combined Cycle | 0 | 0 | 0 | 0 | 0 | 0 | 0 | 0 | 17.9056 | 0 | 0 | 0 | 0 | 0 | 0 | 0 | 0 | 2469.7331 | 0 | 0 | 0 | 0 | 0 | 0 | 0 | 0 | 15 | 0 | 0 | 0 | 0 | 0 | 0 | 0 | 0 | 3.48 | 0 | 0 | 0 | 0 | 0 | 0 | 0 | 0 | 131.747 | 0 | 0 | 0 | 0 | 0 | 0 | 0 | 0 | 313.259 | 0% | 0% | 0% | 0% | 0% | 0% | 0% | 0% | 90% | 0 | 0 | 0 | 0 | 0 | 0 | 0 | 0 | 326.1026 | 0 | 0 | 0 | 0 | 0 | 0 | 0 | 0 | 40.0604 | 0 | 0 | 0 | 0 | Unplanned Build | Potential Build Oil/Gas Combined Cycle2018
| 54 | ASHA INTERRUPTIBLE 2016 | Ashanti Group | Interruptible | Interruptible | 0 | 0 | 0 | 0 | 0 | 0 | 0 | 0 | 0 | 0 | 0 | 0 | 0 | 0 | 0 | 0 | 0 | 0 | 0 | 0 | 0 | 0 | 0 | 0 | 0 | 0 | 0 | 0 | 0 | 0 | 0 | 0 | 0 | 0 | 0 | 0 | 0 | 0 | 0 | 0 | 0 | 0 | 0 | 0 | 0 | 129.301 | 212.753 | 0 | 0 | 0 | 0 | 0 | 0 | 0 | 0% | 0% | 0% | 0% | 0% | 0% | 0% | 0% | 0% | [9 empty] | 0 | 0 | 0 | 0 | 0 | 0 | 0 | 0 | 0 | 0 | 0 | 0 | 0 | Unplanned Build | Potential Build Interruptible2016
| 62 | SOUT NUCLEAR 2030 | SouthWest Ghana Group | Uranium | Nuclear | 0 | 0 | 0 | 0 | 0 | 0 | 0 | 47.0497 | 47.0497 | 0 | 0 | 0 | 0 | 0 | 0 | 0 | 4567.9283 | 4567.9283 | 0 | 0 | 0 | 0 | 0 | 0 | 0 | 100 | 100 | 0 | 0 | 0 | 0 | 0 | 0 | 0 | 2.3 | 2.3 | 0 | 0 | 0 | 0 | 0 | 0 | 0 | 13.4147 | 13.4147 | 0 | 0 | 0 | 0 | 0 | 0 | 0 | 548.898 | 548.898 | 0% | 0% | 0% | 0% | 0% | 0% | 0% | 95% | 95% | 0 | 0 | 0 | 0 | 0 | 0 | 0 | 3421.2812 | 0 | 0 | 0 | 0 | 0 | 0 | 0 | 0 | 676.8823 | 0 | 0 | 744.5705 | 0 | 3763.4094 | Unplanned Build | Potential Build Nuclear2030
| 63 | ASHA SOLAR PV 2020 | Ashanti Group | Sun | Solar PV | 0 | 0 | 0 | 0 | 0 | 0 | 0 | 0 | 0 | 0 | 0 | 0 | 0 | 12.6751 | 12.6751 | 12.6751 | 12.6751 | 12.6751 | 0 | 0 | 0 | 0 | 24.8 | 24.8 | 24.8 | 24.8 | 24.8 | 0 | 0 | 0 | 0 | 0 | 0 | 0 | 0 | 0 | 0 | 0 | 0 | 0 | 0 | 0 | 0 | 0 | 0 | 0 | 0 | 0 | 0 | 10 | 10 | 10 | 10 | 10 | 0% | 0% | 0% | 0% | 14.47% | 14.47% | 14.47% | 14.47% | 14.47% | 0 | 0 | 0 | 0 | 12.4297 | 0 | 0 | 0 | 0 | 0 | 0 | 0 | 0 | 7.0163 | 0 | 0 | 0 | 0 | 7.7179 | 7.7179 | 12.4297 | 13.6727 | Unplanned Build | Potential Build Solar PV2020
| 64 | ASHA SOLAR PV 2026 | Ashanti Group | Sun | Solar PV | 0 | 0 | 0 | 0 | 0 | 0 | 0 | 0 | 0 | 0 | 0 | 0 | 0 | 0 | 12.6751 | 38.0252 | 38.0252 | 38.0252 | 0 | 0 | 0 | 0 | 0 | 24.8 | 24.8 | 24.8 | 24.8 | 0 | 0 | 0 | 0 | 0 | 0 | 0 | 0 | 0 | 0 | 0 | 0 | 0 | 0 | 0 | 0 | 0 | 0 | 0 | 0 | 0 | 0 | 0 | 10 | 30 | 30 | 30 | 0% | 0% | 0% | 0% | 0% | 14.47% | 14.47% | 14.47% | 14.47% | 0 | 0 | 0 | 0 | 0 | 10.2003 | 20.4006 | 0 | 0 | 0 | 0 | 0 | 0 | 0 | 4.3259 | 6.5003 | 0 | 0 | 4.7585 | 11.9088 | 10.2003 | 33.661 | Unplanned Build | Potential Build Solar PV2026
| 65 | ASHA SOLAR PV 2035 | Ashanti Group | Sun | Solar PV | 0 | 0 | 0 | 0 | 0 | 0 | 0 | 0 | 0 | 0 | 0 | 0 | 0 | 0 | 0 | 0 | 12.6751 | 69.7128 | 0 | 0 | 0 | 0 | 0 | 0 | 0 | 25 | 25 | 0 | 0 | 0 | 0 | 0 | 0 | 0 | 0 | 0 | 0 | 0 | 0 | 0 | 0 | 0 | 0 | 0 | 0 | 0 | 0 | 0 | 0 | 0 | 0 | 0 | 10 | 55 | 0% | 0% | 0% | 0% | 0% | 0% | 0% | 14.47% | 14.47% | 0 | 0 | 0 | 0 | 0 | 0 | 0 | 14.4947 | 65.2261 | 0 | 0 | 0 | 0 | 0 | 0 | 0 | 2.8677 | 8.0128 | 0 | 3.1545 | 0 | 15.9441 | Unplanned Build | Potential Build Solar PV2035
| 67 | SOUT SOLAR PV 2026 | SouthWest Ghana Group | Sun | Solar PV | 0 | 0 | 0 | 0 | 0 | 0 | 0 | 0 | 0 | 0 | 0 | 0 | 0 | 0 | 12.6751 | 25.3501 | 25.3501 | 25.3501 | 0 | 0 | 0 | 0 | 0 | 24.8 | 24.8 | 24.8 | 24.8 | 0 | 0 | 0 | 0 | 0 | 0 | 0 | 0 | 0 | 0 | 0 | 0 | 0 | 0 | 0 | 0 | 0 | 0 | 0 | 0 | 0 | 0 | 0 | 10 | 20 | 20 | 20 | 0% | 0% | 0% | 0% | 0% | 14.47% | 14.47% | 14.47% | 14.47% | 0 | 0 | 0 | 0 | 0 | 10.2003 | 10.2003 | 0 | 0 | 0 | 0 | 0 | 0 | 0 | 4.3259 | 3.2501 | 0 | 0 | 4.7585 | 8.3337 | 10.2003 | 22.4407 | Unplanned Build | Potential Build Solar PV2026
| 68 | SOUT SOLAR PV 2035 | SouthWest Ghana Group | Sun | Solar PV | 0 | 0 | 0 | 0 | 0 | 0 | 0 | 0 | 0 | 0 | 0 | 0 | 0 | 0 | 0 | 0 | 12.6751 | 57.0377 | 0 | 0 | 0 | 0 | 0 | 0 | 0 | 25 | 25 | 0 | 0 | 0 | 0 | 0 | 0 | 0 | 0 | 0 | 0 | 0 | 0 | 0 | 0 | 0 | 0 | 0 | 0 | 0 | 0 | 0 | 0 | 0 | 0 | 0 | 10 | 45 | 0% | 0% | 0% | 0% | 0% | 0% | 0% | 14.47% | 14.47% | 0 | 0 | 0 | 0 | 0 | 0 | 0 | 14.4947 | 50.7314 | 0 | 0 | 0 | 0 | 0 | 0 | 0 | 2.8677 | 6.2321 | 0 | 3.1545 | 0 | 15.9441 | Unplanned Build | Potential Build Solar PV2035
| 69 | NORT SOLAR PV 2018 | Northern Ghana Group | Sun | Solar PV | 0 | 0 | 0 | 0 | 0 | 0 | 0 | 0 | 0 | 0 | 0 | 67.5263 | 67.5263 | 67.5263 | 67.5263 | 67.5263 | 67.5263 | 67.5263 | 0 | 0 | 24.8 | 24.8 | 24.8 | 24.8 | 24.8 | 24.8 | 24.8 | 0 | 0 | 0 | 0 | 0 | 0 | 0 | 0 | 0 | 0 | 0 | 0 | 0 | 0 | 0 | 0 | 0 | 0 | 0 | 0 | 47.1565 | 47.1565 | 47.1565 | 47.1565 | 47.1565 | 47.1565 | 47.1565 | 0% | 0% | 16.35% | 16.35% | 16.35% | 16.35% | 16.35% | 16.35% | 16.35% | 0 | 0 | 58.6155 | 0 | 0 | 0 | 0 | 0 | 0 | 0 | 0 | 44.0387 | 0 | 0 | 0 | 0 | 0 | 0 | 48.4426 | 48.4426 | 58.6155 | 64.4771 | Unplanned Build | Potential Build Solar PV2018
| 70 | NORT SOLAR PV 2020 | Northern Ghana Group | Sun | Solar PV | 0 | 0 | 0 | 0 | 0 | 0 | 0 | 0 | 0 | 0 | 0 | 0 | 0 | 143.1961 | 143.1961 | 143.1961 | 143.1961 | 143.1961 | 0 | 0 | 0 | 0 | 24.8 | 24.8 | 24.8 | 24.8 | 24.8 | 0 | 0 | 0 | 0 | 0 | 0 | 0 | 0 | 0 | 0 | 0 | 0 | 0 | 0 | 0 | 0 | 0 | 0 | 0 | 0 | 0 | 0 | 100 | 100 | 100 | 100 | 100 | 0% | 0% | 0% | 0% | 16.35% | 16.35% | 16.35% | 16.35% | 16.35% | 0 | 0 | 0 | 0 | 124.2972 | 0 | 0 | 0 | 0 | 0 | 0 | 0 | 0 | 70.1625 | 0 | 0 | 0 | 0 | 77.1788 | 77.1788 | 124.2972 | 136.7269 | Unplanned Build | Potential Build Solar PV2020
| 71 | NORT SOLAR PV 2023 | Northern Ghana Group | Sun | Solar PV | 0 | 0 | 0 | 0 | 0 | 0 | 0 | 0 | 0 | 0 | 0 | 0 | 0 | 71.598 | 143.1961 | 143.1961 | 143.1961 | 143.1961 | 0 | 0 | 0 | 0 | 24.8 | 24.8 | 24.8 | 24.8 | 24.8 | 0 | 0 | 0 | 0 | 0 | 0 | 0 | 0 | 0 | 0 | 0 | 0 | 0 | 0 | 0 | 0 | 0 | 0 | 0 | 0 | 0 | 0 | 50 | 100 | 100 | 100 | 100 | 0% | 0% | 0% | 0% | 16.35% | 16.35% | 16.35% | 16.35% | 16.35% | 0 | 0 | 0 | 0 | 58.31 | 58.31 | 0 | 0 | 0 | 0 | 0 | 0 | 0 | 32.9145 | 24.7291 | 0 | 0 | 0 | 63.408 | 63.408 | 116.62 | 128.282 | Unplanned Build | Potential Build Solar PV2023
| 72 | NORT SOLAR PV 2026 | Northern Ghana Group | Sun | Solar PV | 0 | 0 | 0 | 0 | 0 | 0 | 0 | 0 | 0 | 0 | 0 | 0 | 0 | 0 | 71.598 | 214.7941 | 214.7941 | 214.7941 | 0 | 0 | 0 | 0 | 0 | 24.8 | 24.8 | 24.8 | 24.8 | 0 | 0 | 0 | 0 | 0 | 0 | 0 | 0 | 0 | 0 | 0 | 0 | 0 | 0 | 0 | 0 | 0 | 0 | 0 | 0 | 0 | 0 | 0 | 50 | 150 | 150 | 150 | 0% | 0% | 0% | 0% | 0% | 16.35% | 16.35% | 16.35% | 16.35% | 0 | 0 | 0 | 0 | 0 | 51.0016 | 102.0031 | 0 | 0 | 0 | 0 | 0 | 0 | 0 | 21.6296 | 32.5013 | 0 | 0 | 23.7926 | 59.5441 | 51.0016 | 168.3052 | Unplanned Build | Potential Build Solar PV2026
| 73 | NORT SOLAR PV 2030 | Northern Ghana Group | Sun | Solar PV | 0 | 0 | 0 | 0 | 0 | 0 | 0 | 0 | 0 | 0 | 0 | 0 | 0 | 0 | 0 | 35.799 | 178.9951 | 178.9951 | 0 | 0 | 0 | 0 | 0 | 0 | 24.8 | 24.8 | 24.8 | 0 | 0 | 0 | 0 | 0 | 0 | 0 | 0 | 0 | 0 | 0 | 0 | 0 | 0 | 0 | 0 | 0 | 0 | 0 | 0 | 0 | 0 | 0 | 0 | 25 | 125 | 125 | 0% | 0% | 0% | 0% | 0% | 0% | 16.35% | 16.35% | 16.35% | 0 | 0 | 0 | 0 | 0 | 0 | 23.5918 | 94.3672 | 0 | 0 | 0 | 0 | 0 | 0 | 0 | 7.5171 | 18.67 | 0 | 0 | 28.8058 | 0 | 129.7548 | Unplanned Build | Potential Build Solar PV2030
| 74 | NORT SOLAR PV 2035 | Northern Ghana Group | Sun | Solar PV | 0 | 0 | 0 | 0 | 0 | 0 | 0 | 0 | 0 | 0 | 0 | 0 | 0 | 0 | 0 | 0 | 71.598 | 429.5883 | 0 | 0 | 0 | 0 | 0 | 0 | 0 | 24.8 | 24.8 | 0 | 0 | 0 | 0 | 0 | 0 | 0 | 0 | 0 | 0 | 0 | 0 | 0 | 0 | 0 | 0 | 0 | 0 | 0 | 0 | 0 | 0 | 0 | 0 | 0 | 50 | 300 | 0% | 0% | 0% | 0% | 0% | 0% | 0% | 16.35% | 16.35% | 0 | 0 | 0 | 0 | 0 | 0 | 0 | 72.4734 | 362.367 | 0 | 0 | 0 | 0 | 0 | 0 | 0 | 14.3385 | 44.5153 | 0 | 15.7723 | 0 | 79.7207 | Unplanned Build | Potential Build Solar PV2035
| 76 | SOUT SOLAR PV 2020 | SouthEast Ghana Group | Sun | Solar PV | 0 | 0 | 0 | 0 | 0 | 0 | 0 | 0 | 0 | 0 | 0 | 0 | 0 | 63.3753 | 63.3753 | 63.3753 | 63.3753 | 63.3753 | 0 | 0 | 0 | 0 | 24.8 | 24.8 | 24.8 | 24.8 | 24.8 | 0 | 0 | 0 | 0 | 0 | 0 | 0 | 0 | 0 | 0 | 0 | 0 | 0 | 0 | 0 | 0 | 0 | 0 | 0 | 0 | 0 | 0 | 50 | 50 | 50 | 50 | 50 | 0% | 0% | 0% | 0% | 14.47% | 14.47% | 14.47% | 14.47% | 14.47% | 0 | 0 | 0 | 0 | 62.1486 | 0 | 0 | 0 | 0 | 0 | 0 | 0 | 0 | 35.0813 | 0 | 0 | 0 | 0 | 38.5894 | 38.5894 | 62.1486 | 68.3635 | Unplanned Build | Potential Build Solar PV2020
| 77 | SOUT SOLAR PV 2026 | SouthEast Ghana Group | Sun | Solar PV | 0 | 0 | 0 | 0 | 0 | 0 | 0 | 0 | 0 | 0 | 0 | 0 | 0 | 0 | 31.6876 | 221.8134 | 221.8134 | 221.8134 | 0 | 0 | 0 | 0 | 0 | 24.8 | 24.8 | 24.8 | 24.8 | 0 | 0 | 0 | 0 | 0 | 0 | 0 | 0 | 0 | 0 | 0 | 0 | 0 | 0 | 0 | 0 | 0 | 0 | 0 | 0 | 0 | 0 | 0 | 25 | 175 | 175 | 175 | 0% | 0% | 0% | 0% | 0% | 14.47% | 14.47% | 14.47% | 14.47% | 0 | 0 | 0 | 0 | 0 | 25.5008 | 153.0047 | 0 | 0 | 0 | 0 | 0 | 0 | 0 | 10.8148 | 48.752 | 0 | 0 | 11.8963 | 65.5235 | 25.5008 | 196.3561 | Unplanned Build | Potential Build Solar PV2026
| 78 | SOUT SOLAR PV 2035 | SouthEast Ghana Group | Sun | Solar PV | 0 | 0 | 0 | 0 | 0 | 0 | 0 | 0 | 0 | 0 | 0 | 0 | 0 | 0 | 0 | 0 | 63.3753 | 285.1886 | 0 | 0 | 0 | 0 | 0 | 0 | 0 | 25 | 25 | 0 | 0 | 0 | 0 | 0 | 0 | 0 | 0 | 0 | 0 | 0 | 0 | 0 | 0 | 0 | 0 | 0 | 0 | 0 | 0 | 0 | 0 | 0 | 0 | 0 | 50 | 225 | 0% | 0% | 0% | 0% | 0% | 0% | 0% | 14.47% | 14.47% | 0 | 0 | 0 | 0 | 0 | 0 | 0 | 72.4734 | 253.6569 | 0 | 0 | 0 | 0 | 0 | 0 | 0 | 14.3385 | 31.1607 | 0 | 15.7723 | 0 | 79.7207 | Unplanned Build | Potential Build Solar PV2035
| 80 | SOUT SOLAR PV 2020 | SouthWest Ghana Group | Sun | Solar PV | 0 | 0 | 0 | 0 | 0 | 0 | 0 | 0 | 0 | 0 | 0 | 0 | 0 | 19.2123 | 57.2375 | 57.2375 | 57.2375 | 57.2375 | 0 | 0 | 0 | 0 | 24.8 | 24.8 | 24.8 | 24.8 | 24.8 | 0 | 0 | 0 | 0 | 0 | 0 | 0 | 0 | 0 | 0 | 0 | 0 | 0 | 0 | 0 | 0 | 0 | 0 | 0 | 0 | 0 | 0 | 15.1576 | 45.1576 | 45.1576 | 45.1576 | 45.1576 | 0% | 0% | 0% | 0% | 14.47% | 14.47% | 14.47% | 14.47% | 14.47% | 0 | 0 | 0 | 0 | 18.8405 | 37.2892 | 0 | 0 | 0 | 0 | 0 | 0 | 0 | 10.635 | 15.8142 | 0 | 0 | 0 | 29.0941 | 29.0941 | 56.1296 | 61.7426 | Unplanned Build | Potential Build Solar PV2020
| 81 | SOUT SOLAR PV 2026 | SouthWest Ghana Group | Sun | Solar PV | 0 | 0 | 0 | 0 | 0 | 0 | 0 | 0 | 0 | 0 | 0 | 0 | 0 | 0 | 25.3501 | 126.7505 | 126.7505 | 126.7505 | 0 | 0 | 0 | 0 | 0 | 24.8 | 24.8 | 24.8 | 24.8 | 0 | 0 | 0 | 0 | 0 | 0 | 0 | 0 | 0 | 0 | 0 | 0 | 0 | 0 | 0 | 0 | 0 | 0 | 0 | 0 | 0 | 0 | 0 | 20 | 100 | 100 | 100 | 0% | 0% | 0% | 0% | 0% | 14.47% | 14.47% | 14.47% | 14.47% | 0 | 0 | 0 | 0 | 0 | 20.4006 | 81.6025 | 0 | 0 | 0 | 0 | 0 | 0 | 0 | 8.6519 | 26.0011 | 0 | 0 | 9.517 | 38.1182 | 20.4006 | 112.2035 | Unplanned Build | Potential Build Solar PV2026
| 82 | SOUT SOLAR PV 2035 | SouthWest Ghana Group | Sun | Solar PV | 0 | 0 | 0 | 0 | 0 | 0 | 0 | 0 | 0 | 0 | 0 | 0 | 0 | 0 | 0 | 0 | 12.6751 | 152.1006 | 0 | 0 | 0 | 0 | 0 | 0 | 0 | 25 | 25 | 0 | 0 | 0 | 0 | 0 | 0 | 0 | 0 | 0 | 0 | 0 | 0 | 0 | 0 | 0 | 0 | 0 | 0 | 0 | 0 | 0 | 0 | 0 | 0 | 0 | 10 | 120 | 0% | 0% | 0% | 0% | 0% | 0% | 0% | 14.47% | 14.47% | 0 | 0 | 0 | 0 | 0 | 0 | 0 | 14.4947 | 159.4415 | 0 | 0 | 0 | 0 | 0 | 0 | 0 | 2.8677 | 19.5867 | 0 | 3.1545 | 0 | 15.9441 | Unplanned Build | Potential Build Solar PV2035
| 84 | SOUT SOLAR PV 2026 | SouthEast Ghana Group | Sun | Solar PV | 0 | 0 | 0 | 0 | 0 | 0 | 0 | 0 | 0 | 0 | 0 | 0 | 0 | 0 | 12.6751 | 25.3501 | 25.3501 | 25.3501 | 0 | 0 | 0 | 0 | 0 | 24.8 | 24.8 | 24.8 | 24.8 | 0 | 0 | 0 | 0 | 0 | 0 | 0 | 0 | 0 | 0 | 0 | 0 | 0 | 0 | 0 | 0 | 0 | 0 | 0 | 0 | 0 | 0 | 0 | 10 | 20 | 20 | 20 | 0% | 0% | 0% | 0% | 0% | 14.47% | 14.47% | 14.47% | 14.47% | 0 | 0 | 0 | 0 | 0 | 10.2003 | 10.2003 | 0 | 0 | 0 | 0 | 0 | 0 | 0 | 4.3259 | 3.2501 | 0 | 0 | 4.7585 | 8.3337 | 10.2003 | 22.4407 | Unplanned Build | Potential Build Solar PV2026
| 85 | SOUT SOLAR PV 2035 | SouthEast Ghana Group | Sun | Solar PV | 0 | 0 | 0 | 0 | 0 | 0 | 0 | 0 | 0 | 0 | 0 | 0 | 0 | 0 | 0 | 0 | 12.6751 | 38.0252 | 0 | 0 | 0 | 0 | 0 | 0 | 0 | 25 | 25 | 0 | 0 | 0 | 0 | 0 | 0 | 0 | 0 | 0 | 0 | 0 | 0 | 0 | 0 | 0 | 0 | 0 | 0 | 0 | 0 | 0 | 0 | 0 | 0 | 0 | 10 | 30 | 0% | 0% | 0% | 0% | 0% | 0% | 0% | 14.47% | 14.47% | 0 | 0 | 0 | 0 | 0 | 0 | 0 | 14.4947 | 28.9894 | 0 | 0 | 0 | 0 | 0 | 0 | 0 | 2.8677 | 3.5612 | 0 | 3.1545 | 0 | 15.9441 | Unplanned Build | Potential Build Solar PV2035
| 88 | ASHA SOLAR PV WITH STORAGE 2035 | Ashanti Group | Sun + storage | Solar PV + Storage | 0 | 0 | 0 | 0 | 0 | 0 | 0 | 0 | 0 | 0 | 0 | 0 | 0 | 0 | 0 | 0 | 0 | 31.6876 | 0 | 0 | 0 | 0 | 0 | 0 | 0 | 0 | 28 | 0 | 0 | 0 | 0 | 0 | 0 | 0 | 0 | 0 | 0 | 0 | 0 | 0 | 0 | 0 | 0 | 0 | 0 | 0 | 0 | 0 | 0 | 0 | 0 | 0 | 0 | 25 | 0% | 0% | 0% | 0% | 0% | 0% | 0% | 0% | 14.47% | 0 | 0 | 0 | 0 | 0 | 0 | 0 | 0 | 33.75 | 0 | 0 | 0 | 0 | 0 | 0 | 0 | 0 | 4.1461 | 0 | 0 | 0 | 0 | Unplanned Build | Potential Build Solar PV with storage2035
| 91 | SOUT SOLAR PV WITH STORAGE 2035 | SouthWest Ghana Group | Sun + storage | Solar PV + Storage | 0 | 0 | 0 | 0 | 0 | 0 | 0 | 0 | 0 | 0 | 0 | 0 | 0 | 0 | 0 | 0 | 0 | 25.3501 | 0 | 0 | 0 | 0 | 0 | 0 | 0 | 0 | 28 | 0 | 0 | 0 | 0 | 0 | 0 | 0 | 0 | 0 | 0 | 0 | 0 | 0 | 0 | 0 | 0 | 0 | 0 | 0 | 0 | 0 | 0 | 0 | 0 | 0 | 0 | 20 | 0% | 0% | 0% | 0% | 0% | 0% | 0% | 0% | 14.47% | 0 | 0 | 0 | 0 | 0 | 0 | 0 | 0 | 27 | 0 | 0 | 0 | 0 | 0 | 0 | 0 | 0 | 3.3168 | 0 | 0 | 0 | 0 | Unplanned Build | Potential Build Solar PV with storage2035
| 94 | NORT SOLAR PV WITH STORAGE 2035 | Northern Ghana Group | Sun + storage | Solar PV + Storage | 0 | 0 | 0 | 0 | 0 | 0 | 0 | 0 | 0 | 0 | 0 | 0 | 0 | 0 | 0 | 0 | 0 | 158.4381 | 0 | 0 | 0 | 0 | 0 | 0 | 0 | 0 | 28 | 0 | 0 | 0 | 0 | 0 | 0 | 0 | 0 | 0 | 0 | 0 | 0 | 0 | 0 | 0 | 0 | 0 | 0 | 0 | 0 | 0 | 0 | 0 | 0 | 0 | 0 | 125 | 0% | 0% | 0% | 0% | 0% | 0% | 0% | 0% | 14.47% | 0 | 0 | 0 | 0 | 0 | 0 | 0 | 0 | 168.75 | 0 | 0 | 0 | 0 | 0 | 0 | 0 | 0 | 20.7303 | 0 | 0 | 0 | 0 | Unplanned Build | Potential Build Solar PV with storage2035
| 96 | SOUT SOLAR PV WITH STORAGE 2026 | SouthEast Ghana Group | Sun + storage | Solar PV + Storage | 0 | 0 | 0 | 0 | 0 | 0 | 0 | 0 | 0 | 0 | 0 | 0 | 0 | 0 | 0 | 76.0503 | 76.0503 | 76.0503 | 0 | 0 | 0 | 0 | 0 | 0 | 28 | 28 | 28 | 0 | 0 | 0 | 0 | 0 | 0 | 0 | 0 | 0 | 0 | 0 | 0 | 0 | 0 | 0 | 0 | 0 | 0 | 0 | 0 | 0 | 0 | 0 | 0 | 60 | 60 | 60 | 0% | 0% | 0% | 0% | 0% | 0% | 14.47% | 14.47% | 14.47% | 0 | 0 | 0 | 0 | 0 | 0 | 93.75 | 0 | 0 | 0 | 0 | 0 | 0 | 0 | 0 | 29.8716 | 0 | 0 | 0 | 32.8588 | 0 | 103.125 | Unplanned Build | Potential Build Solar PV with storage2026
| 97 | SOUT SOLAR PV WITH STORAGE 2035 | SouthEast Ghana Group | Sun + storage | Solar PV + Storage | 0 | 0 | 0 | 0 | 0 | 0 | 0 | 0 | 0 | 0 | 0 | 0 | 0 | 0 | 0 | 0 | 0 | 107.7379 | 0 | 0 | 0 | 0 | 0 | 0 | 0 | 0 | 28 | 0 | 0 | 0 | 0 | 0 | 0 | 0 | 0 | 0 | 0 | 0 | 0 | 0 | 0 | 0 | 0 | 0 | 0 | 0 | 0 | 0 | 0 | 0 | 0 | 0 | 0 | 85 | 0% | 0% | 0% | 0% | 0% | 0% | 0% | 0% | 14.47% | 0 | 0 | 0 | 0 | 0 | 0 | 0 | 0 | 114.75 | 0 | 0 | 0 | 0 | 0 | 0 | 0 | 0 | 14.0966 | 0 | 0 | 0 | 0 | Unplanned Build | Potential Build Solar PV with storage2035
| 100 | SOUT SOLAR PV WITH STORAGE 2035 | SouthWest Ghana Group | Sun + storage | Solar PV + Storage | 0 | 0 | 0 | 0 | 0 | 0 | 0 | 0 | 0 | 0 | 0 | 0 | 0 | 0 | 0 | 0 | 0 | 69.7128 | 0 | 0 | 0 | 0 | 0 | 0 | 0 | 0 | 28 | 0 | 0 | 0 | 0 | 0 | 0 | 0 | 0 | 0 | 0 | 0 | 0 | 0 | 0 | 0 | 0 | 0 | 0 | 0 | 0 | 0 | 0 | 0 | 0 | 0 | 0 | 55 | 0% | 0% | 0% | 0% | 0% | 0% | 0% | 0% | 14.47% | 0 | 0 | 0 | 0 | 0 | 0 | 0 | 0 | 74.25 | 0 | 0 | 0 | 0 | 0 | 0 | 0 | 0 | 9.1213 | 0 | 0 | 0 | 0 | Unplanned Build | Potential Build Solar PV with storage2035
| 103 | SOUT SOLAR PV WITH STORAGE 2035 | SouthEast Ghana Group | Sun + storage | Solar PV + Storage | 0 | 0 | 0 | 0 | 0 | 0 | 0 | 0 | 0 | 0 | 0 | 0 | 0 | 0 | 0 | 0 | 0 | 19.0126 | 0 | 0 | 0 | 0 | 0 | 0 | 0 | 0 | 28 | 0 | 0 | 0 | 0 | 0 | 0 | 0 | 0 | 0 | 0 | 0 | 0 | 0 | 0 | 0 | 0 | 0 | 0 | 0 | 0 | 0 | 0 | 0 | 0 | 0 | 0 | 15 | 0% | 0% | 0% | 0% | 0% | 0% | 0% | 0% | 14.47% | 0 | 0 | 0 | 0 | 0 | 0 | 0 | 0 | 20.25 | 0 | 0 | 0 | 0 | 0 | 0 | 0 | 0 | 2.4876 | 0 | 0 | 0 | 0 | Unplanned Build | Potential Build Solar PV with storage2035
| 104 | SOUT WIND TURBINE 2020 | SouthEast Ghana Group | Wind | Wind | 0 | 0 | 0 | 0 | 0 | 0 | 0 | 0 | 0 | 0 | 0 | 0 | 175.1525 | 350.305 | 525.4575 | 525.4575 | 525.4575 | 525.4575 | 0 | 0 | 0 | 46.71 | 46.71 | 46.71 | 46.71 | 46.71 | 46.71 | 0 | 0 | 0 | 0 | 0 | 0 | 0 | 0 | 0 | 0 | 0 | 0 | 0 | 0 | 0 | 0 | 0 | 0 | 0 | 0 | 0 | 75 | 150 | 225 | 225 | 225 | 225 | 0% | 0% | 0% | 26.66% | 26.66% | 26.66% | 26.66% | 26.66% | 26.66% | 0 | 0 | 0 | 130.7634 | 130.7634 | 130.7634 | 0 | 0 | 0 | 0 | 0 | 0 | 89.3132 | 73.8125 | 55.4564 | 0 | 0 | 0 | 240.4404 | 240.4404 | 392.2902 | 431.5192 | Unplanned Build | Potential Build Wind2020
| 105 | SOUT WIND TURBINE 2026 | SouthEast Ghana Group | Wind | Wind | 0 | 0 | 0 | 0 | 0 | 0 | 0 | 0 | 0 | 0 | 0 | 0 | 0 | 0 | 175.1525 | 408.6892 | 525.4575 | 525.4575 | 0 | 0 | 0 | 0 | 0 | 46.71 | 46.71 | 46.71 | 46.71 | 0 | 0 | 0 | 0 | 0 | 0 | 0 | 0 | 0 | 0 | 0 | 0 | 0 | 0 | 0 | 0 | 0 | 0 | 0 | 0 | 0 | 0 | 0 | 75 | 175 | 225 | 225 | 0% | 0% | 0% | 0% | 0% | 26.66% | 26.66% | 26.66% | 26.66% | 0 | 0 | 0 | 0 | 0 | 81.4226 | 108.5635 | 54.2818 | 0 | 0 | 0 | 0 | 0 | 0 | 34.5311 | 34.5917 | 10.7394 | 0 | 37.9843 | 87.8484 | 81.4226 | 268.6947 | Unplanned Build | Potential Build Wind2026
| 106 | SOUT WIND TURBINE 2035 | SouthEast Ghana Group | Wind | Wind | 0 | 0 | 0 | 0 | 0 | 0 | 0 | 0 | 0 | 0 | 0 | 0 | 0 | 0 | 0 | 0 | 233.5367 | 233.5367 | 0 | 0 | 0 | 0 | 0 | 0 | 0 | 47 | 47 | 0 | 0 | 0 | 0 | 0 | 0 | 0 | 0 | 0 | 0 | 0 | 0 | 0 | 0 | 0 | 0 | 0 | 0 | 0 | 0 | 0 | 0 | 0 | 0 | 0 | 100 | 100 | 0% | 0% | 0% | 0% | 0% | 0% | 0% | 26.66% | 26.66% | 0 | 0 | 0 | 0 | 0 | 0 | 0 | 151.4787 | 0 | 0 | 0 | 0 | 0 | 0 | 0 | 0 | 29.9693 | 0 | 0 | 32.9662 | 0 | 166.6266 | Unplanned Build | Potential Build Wind2035
[6 empty] | 0 | 0 | 0 | 0 | 0 | 0 | 0 |  |  | 0 | 0 | 0 | 0 | 0 | 0 | 0 |  |  | 0 | 0 | 0 | 0 | 0 | 0 | 0 |  |  | 0 | 0 | 0 | 0 | 0 | 0 | 0 |  |  | 0 | 0 | 0 | 0 | 0 | 0 | 0 |  |  | 0 | 0 | 0 | 0 | 0 | 0 | 0 |  |  | 0 | 0 | 0 | 0 | 0 | 0 | 0

## LowREHighCost
Bck to Contents | [77 empty] | 90.91% | 82.64% | 75.13% | 68.3% | 56.45% | 42.41% | 31.86% | 19.78% | 12.28% | Cap Cost NPV |  | Cap Cost -- no NPV
|  | Plant Name |  |  |  | FUEL CONSUMPTION | [8 empty] | GENERATION | [8 empty] | FOM (USD/kW-yr | [8 empty] | VOM (USD/MWh) | [8 empty] | Fuel Cost (USD/MWh) | [8 empty] | Available Capacity | [8 empty] | Capacity Factors | [8 empty] | Total Capital Cost | [8 empty] | Total Capital Cost (NPV) | [8 empty] | 1241.4547 | 3440.313 | 2397.0878 | 12260.1883 | Unplanned? | Plant Name
| UnitID |  | Model Region | Fuel Type | Capacity Type | 2017 | 2018 | 2019 | 2020 | 2023 | 2026 | 2030 | 2035 | 2040 | 2017 | 2018 | 2019 | 2020 | 2023 | 2026 | 2030 | 2035 | 2040 | 2017 | 2018 | 2019 | 2020 | 2023 | 2026 | 2030 | 2035 | 2040 | 2017 | 2018 | 2019 | 2020 | 2023 | 2026 | 2030 | 2035 | 2040 | 2017 | 2018 | 2019 | 2020 | 2023 | 2026 | 2030 | 2035 | 2040 | 2017 | 2018 | 2019 | 2020 | 2023 | 2026 | 2030 | 2035 | 2040 | 2017 | 2018 | 2019 | 2020 | 2023 | 2026 | 2030 | 2035 | 2040 | 2017 | 2018 | 2019 | 2020 | 2023 | 2026 | 2030 | 2035 | 2040 | 2017 | 2018 | 2019 | 2020 | 2023 | 2026 | 2030 | 2035 | 2040 | 10-year | 20-year | 10-year | 20-year
| 1 | CENIT | SouthEast Ghana Group | Oil | Oil Combustion | 0 | 0 | 0 | 0 | 0 | 0 | 0 | 0 | 0 | 0 | 0 | 0 | 0 | 0 | 0 | 0 | 0 | 0 | 11.83 | 11.83 | 11.83 | 11.83 | 11.83 | 11.83 | 11.83 | 0 | 0 | 0 | 0 | 0 | 0 | 0 | 0 | 0 | 0 | 0 | 0 | 0 | 0 | 0 | 0 | 0 | 0 | 0 | 0 | 100 | 100 | 100 | 100 | 100 | 100 | 100 | 0 | 0 | 0% | 0% | 0% | 0% | 0% | 0% | 0% | 0% | 0% | [9 empty] | 0 | 0 | 0 | 0 | 0 | 0 | 0 | 0 | 0 | 0 | 0 | 0 | 0 | Existing & Under Const. Plant
| 2 | Trojan 2B | SouthEast Ghana Group | Oil | Oil Combustion | 0.26958 | 0 | 0 | 0 | 0 | 0 | 0 | 0 | 0 | 31.941 | 0 | 0 | 0 | 0 | 0 | 0 | 0 | 0 | 34 | 34 | 34 | 34 | 0 | 0 | 0 | 0 | 0 | 5.5 | 0 | 0 | 0 | 0 | 0 | 0 | 0 | 0 | 97.9957 | 0 | 0 | 0 | 0 | 0 | 0 | 0 | 0 | 16.25 | 16.25 | 16.25 | 16.25 | 0 | 0 | 0 | 0 | 0 | 22.44% | 0% | 0% | 0% | 0% | 0% | 0% | 0% | 0% | [9 empty] | 0 | 0 | 0 | 0 | 0 | 0 | 0 | 0 | 0 | 0 | 0 | 0 | 0 | Existing & Under Const. Plant
| 3 | Trojan 2A | Ashanti Group | Oil | Oil Combustion | 0.26958 | 0 | 0 | 0 | 0 | 0 | 0 | 0 | 0 | 31.941 | 0 | 0 | 0 | 0 | 0 | 0 | 0 | 0 | 34 | 34 | 34 | 34 | 0 | 0 | 0 | 0 | 0 | 5.5 | 0 | 0 | 0 | 0 | 0 | 0 | 0 | 0 | 108.8196 | 0 | 0 | 0 | 0 | 0 | 0 | 0 | 0 | 16.25 | 16.25 | 16.25 | 16.25 | 0 | 0 | 0 | 0 | 0 | 22.44% | 0% | 0% | 0% | 0% | 0% | 0% | 0% | 0% | [9 empty] | 0 | 0 | 0 | 0 | 0 | 0 | 0 | 0 | 0 | 0 | 0 | 0 | 0 | Existing & Under Const. Plant
| 4 | GP Tarkwa Plant | SouthWest Ghana Group | Oil | Oil Combustion | 0 | 0 | 0 | 0 | 0 | 0 | 0 | 0 | 0 | 0 | 0 | 0 | 0 | 0 | 0 | 0 | 0 | 0 | 17.5 | 17.5 | 17.5 | 17.5 | 17.5 | 17.5 | 17.5 | 17.5 | 17.5 | 0 | 0 | 0 | 0 | 0 | 0 | 0 | 0 | 0 | 0 | 0 | 0 | 0 | 0 | 0 | 0 | 0 | 0 | 33 | 33 | 33 | 33 | 33 | 33 | 33 | 33 | 33 | 0% | 0% | 0% | 0% | 0% | 0% | 0% | 0% | 0% | [9 empty] | 0 | 0 | 0 | 0 | 0 | 0 | 0 | 0 | 0 | 0 | 0 | 0 | 0 | Existing & Under Const. Plant
| 5 | GP Chirano Plant | SouthWest Ghana Group | Oil | Oil Combustion | 0 | 0 | 0 | 0 | 0 | 0 | 0 | 0 | 0 | 0 | 0 | 0 | 0 | 0 | 0 | 0 | 0 | 0 | 17.5 | 17.5 | 17.5 | 17.5 | 17.5 | 17.5 | 17.5 | 17.5 | 17.5 | 0 | 0 | 0 | 0 | 0 | 0 | 0 | 0 | 0 | 0 | 0 | 0 | 0 | 0 | 0 | 0 | 0 | 0 | 30 | 30 | 30 | 30 | 30 | 30 | 30 | 30 | 30 | 0% | 0% | 0% | 0% | 0% | 0% | 0% | 0% | 0% | [9 empty] | 0 | 0 | 0 | 0 | 0 | 0 | 0 | 0 | 0 | 0 | 0 | 0 | 0 | Existing & Under Const. Plant
| 6 | GP Darmang Plant | SouthWest Ghana Group | Oil | Oil Combustion | 0 | 0 | 0 | 0 | 0 | 0 | 0 | 0 | 0 | 0 | 0 | 0 | 0 | 0 | 0 | 0 | 0 | 0 | 17.5 | 17.5 | 17.5 | 17.5 | 17.5 | 17.5 | 17.5 | 17.5 | 17.5 | 0 | 0 | 0 | 0 | 0 | 0 | 0 | 0 | 0 | 0 | 0 | 0 | 0 | 0 | 0 | 0 | 0 | 0 | 25.5 | 25.5 | 25.5 | 25.5 | 25.5 | 25.5 | 25.5 | 25.5 | 25.5 | 0% | 0% | 0% | 0% | 0% | 0% | 0% | 0% | 0% | [9 empty] | 0 | 0 | 0 | 0 | 0 | 0 | 0 | 0 | 0 | 0 | 0 | 0 | 0 | Existing & Under Const. Plant
| 7 | SAPP 2 | SouthEast Ghana Group | Oil/Gas | Oil/Gas Combined Cycle | 9.6772 | 22.9399 | 16.1552 | 7.7484 | 23.5117 | 23.5117 | 23.5117 | 23.5117 | 23.4673 | 1240.6693 | 2941.0072 | 2071.1747 | 993.3858 | 3014.316 | 3014.316 | 3014.316 | 3014.316 | 3008.6256 | 16 | 16 | 16 | 16 | 16 | 16 | 16 | 16 | 16 | 3.5 | 3.5 | 3.5 | 3.5 | 3.5 | 3.5 | 3.5 | 3.5 | 3.5 | 70.9165 | 62.6504 | 64.8913 | 64.7653 | 65.3676 | 84.8982 | 95.6837 | 97.6382 | 123.9605 | 370 | 370 | 370 | 370 | 370 | 370 | 370 | 370 | 370 | 38.28% | 90.74% | 63.9% | 30.65% | 93% | 93% | 93% | 93% | 92.82% | [9 empty] | 0 | 0 | 0 | 0 | 0 | 0 | 0 | 0 | 0 | 0 | 0 | 0 | 0 | Existing & Under Const. Plant
| 8 | Cenpower | SouthEast Ghana Group | Oil/Gas | Oil/Gas Combined Cycle | 0 | 0.10559 | 4.4134 | 0 | 21.6884 | 21.6884 | 21.6884 | 19.6976 | 19.6189 | 0 | 13.4856 | 563.6492 | 0 | 2769.9119 | 2769.9121 | 2769.912 | 2515.6621 | 2505.6084 | 0 | 16 | 16 | 16 | 16 | 16 | 16 | 16 | 16 | 0 | 3.5 | 3.5 | 0 | 3.5 | 3.5 | 3.5 | 3.5 | 3.5 | 0 | 64.3264 | 65.1409 | 0 | 90.0464 | 81.4629 | 72.8993 | 99.3886 | 110.5355 | 0 | 340 | 340 | 340 | 340 | 340 | 340 | 340 | 340 | 0% | 0.4528% | 18.92% | 0% | 93% | 93% | 93% | 84.46% | 84.13% | [9 empty] | 0 | 0 | 0 | 0 | 0 | 0 | 0 | 0 | 0 | 0 | 0 | 0 | 0 | Existing & Under Const. Plant
| 9 | KarpowerShip 1 | SouthEast Ghana Group | Oil/Gas | Oil/Gas Combined Cycle | 14.837 | 0 | 0 | 0 | 0 | 0 | 0 | 0 | 0 | 1942.0128 | 0 | 0 | 0 | 0 | 0 | 0 | 0 | 0 | 177.828 | 0 | 0 | 0 | 0 | 0 | 0 | 0 | 0 | 3.5 | 0 | 0 | 0 | 0 | 0 | 0 | 0 | 0 | 67.7182 | 0 | 0 | 0 | 0 | 0 | 0 | 0 | 0 | 247 | 0 | 0 | 0 | 0 | 0 | 0 | 0 | 0 | 89.75% | 0% | 0% | 0% | 0% | 0% | 0% | 0% | 0% | [9 empty] | 0 | 0 | 0 | 0 | 0 | 0 | 0 | 0 | 0 | 0 | 0 | 0 | 0 | Existing & Under Const. Plant
| 10 | AKSA | SouthEast Ghana Group | Oil/Gas | Oil/Gas Combined Cycle | 10.1595 | 0 | 1.2071 | 0 | 10.5495 | 1.4297 | 0.39491 | 0.11499 | 7.2459 | 1195.236 | 0 | 142.0093 | 0 | 1241.1202 | 168.1954 | 46.46 | 13.5286 | 852.4602 | 16 | 16 | 16 | 16 | 16 | 16 | 16 | 16 | 16 | 3.5 | 0 | 3.5 | 0 | 3.5 | 3.5 | 3.5 | 3.5 | 3.5 | 75.3409 | 0 | 70.7149 | 0 | 107.5467 | 101.4576 | 125.2329 | 69.5429 | 110.8026 | 250 | 375 | 375 | 375 | 375 | 375 | 375 | 375 | 375 | 54.58% | 0% | 4.323% | 0% | 37.78% | 5.12% | 1.414% | 0.4118% | 25.95% | [9 empty] | 0 | 0 | 0 | 0 | 0 | 0 | 0 | 0 | 0 | 0 | 0 | 0 | 0 | Existing & Under Const. Plant
| 11 | TAPCO (T1) | SouthWest Ghana Group | Oil/Gas | Oil/Gas Combined Cycle | 11.645 | 17.1872 | 0 | 17.1872 | 17.1872 | 17.1872 | 16.4714 | 6.0525 | 0.52486 | 1496.2089 | 2208.3 | 0 | 2208.3 | 2208.3 | 2208.3002 | 2116.3254 | 777.6547 | 67.4364 | 18.7 | 18.7 | 18.7 | 18.7 | 18.7 | 18.7 | 18.7 | 18.7 | 18.7 | 5 | 5 | 0 | 5 | 5 | 5 | 5 | 5 | 5 | 59.2593 | 62.3154 | 0 | 64.6242 | 61.2801 | 62.3592 | 63.0192 | 62.5775 | 61.5635 | 305 | 305 | 305 | 305 | 305 | 305 | 305 | 305 | 305 | 56% | 82.65% | 0% | 82.65% | 82.65% | 82.65% | 79.21% | 29.11% | 2.524% | [9 empty] | 0 | 0 | 0 | 0 | 0 | 0 | 0 | 0 | 0 | 0 | 0 | 0 | 0 | Existing & Under Const. Plant
| 12 | TICO (T2) | SouthWest Ghana Group | Oil/Gas | Oil/Gas Combined Cycle | 17.7346 | 17.7346 | 9.5854 | 17.7346 | 17.7346 | 17.7346 | 17.7346 | 17.7346 | 5.7918 | 2382.7197 | 2382.72 | 1287.8382 | 2382.72 | 2382.72 | 2382.72 | 2382.72 | 2382.72 | 778.157 | 30.94 | 30.94 | 30.94 | 30.94 | 30.94 | 30.94 | 30.94 | 30.94 | 30.94 | 4.9 | 4.9 | 4.9 | 4.9 | 4.9 | 4.9 | 4.9 | 4.9 | 4.9 | 54.9762 | 59.5931 | 61.9213 | 61.8011 | 58.603 | 59.635 | 60.2662 | 59.8438 | 58.8741 | 320 | 320 | 320 | 320 | 320 | 320 | 320 | 320 | 320 | 85% | 85% | 45.94% | 85% | 85% | 85% | 85% | 85% | 27.76% | [9 empty] | 0 | 0 | 0 | 0 | 0 | 0 | 0 | 0 | 0 | 0 | 0 | 0 | 0 | Existing & Under Const. Plant
| 13 | Amandi | SouthWest Ghana Group | Oil/Gas | Oil/Gas Combined Cycle | 0 | 0 | 8.0946 | 1.8706 | 12.0103 | 9.3872 | 6.1088 | 0.44395 | 0.10056 | 0 | 0 | 987.1488 | 228.1177 | 1464.672 | 1144.7778 | 744.9729 | 54.1397 | 12.2639 | 0 | 0 | 30.94 | 30.94 | 30.94 | 30.94 | 30.94 | 30.94 | 30.94 | 0 | 0 | 4.9 | 4.9 | 4.9 | 4.9 | 4.9 | 4.9 | 4.9 | 0 | 0 | 68.2191 | 68.0866 | 64.5633 | 65.7003 | 66.3957 | 65.9303 | 149.4931 | 0 | 0 | 190 | 190 | 190 | 190 | 190 | 190 | 190 | 0% | 0% | 59.31% | 13.71% | 88% | 68.78% | 44.76% | 3.253% | 0.7368% | [9 empty] | 0 | 0 | 0 | 0 | 0 | 0 | 0 | 0 | 0 | 0 | 0 | 0 | 0 | Existing & Under Const. Plant
| 14 | KarpowerShip 2 | SouthWest Ghana Group | Oil/Gas | Oil/Gas Combined Cycle | 0 | 24.5592 | 31.8841 | 28.6607 | 0 | 0 | 0 | 0 | 0 | 0 | 2884.5646 | 3744.9 | 3366.304 | 0 | 0 | 0 | 0 | 0 | 0 | 177.828 | 177.828 | 177.828 | 177.828 | 0 | 0 | 0 | 0 | 0 | 3.5 | 3.5 | 3.5 | 0 | 0 | 0 | 0 | 0 | 0 | 68.1682 | 70.8314 | 70.6939 | 0 | 0 | 0 | 0 | 0 | 0 | 450 | 450 | 450 | 450 | 0 | 0 | 0 | 0 | 0% | 73.18% | 95% | 85.4% | 0% | 0% | 0% | 0% | 0% | [9 empty] | 0 | 0 | 0 | 0 | 0 | 0 | 0 | 0 | 0 | 0 | 0 | 0 | 0 | Existing & Under Const. Plant
| 15 | Early Power | SouthEast Ghana Group | Oil/Gas | Oil/Gas Combustion | 0 | 0 | 6.7221 | 23.0656 | 23.0656 | 23.0656 | 23.0656 | 23.0656 | 23.0656 | 0 | 0 | 896.2767 | 3075.417 | 3075.4167 | 3075.417 | 3075.417 | 3075.417 | 3075.417 | 0 | 0 | 16 | 16 | 16 | 16 | 16 | 16 | 16 | 0 | 0 | 3.5 | 3.5 | 3.5 | 3.5 | 3.5 | 3.5 | 3.5 | 0 | 0 | 62.3955 | 62.2744 | 63.9089 | 77.3592 | 78.0574 | 84.5718 | 124.3565 | 0 | 0 | 377.5 | 377.5 | 377.5 | 377.5 | 377.5 | 377.5 | 377.5 | 0% | 0% | 27.1% | 93% | 93% | 93% | 93% | 93% | 93% | [9 empty] | 0 | 0 | 0 | 0 | 0 | 0 | 0 | 0 | 0 | 0 | 0 | 0 | 0 | Existing & Under Const. Plant
| 16 | TT1PP | SouthEast Ghana Group | Oil/Gas | Oil/Gas Combustion | 0 | 0 | 0 | 0 | 0 | 0 | 0 | 0 | 0 | 0 | 0 | 0 | 0 | 0 | 0 | 0 | 0 | 0 | 14.3 | 14.3 | 14.3 | 14.3 | 14.3 | 14.3 | 14.3 | 14.3 | 14.3 | 0 | 0 | 0 | 0 | 0 | 0 | 0 | 0 | 0 | 0 | 0 | 0 | 0 | 0 | 0 | 0 | 0 | 0 | 100 | 100 | 100 | 100 | 100 | 100 | 100 | 100 | 100 | 0% | 0% | 0% | 0% | 0% | 0% | 0% | 0% | 0% | [9 empty] | 0 | 0 | 0 | 0 | 0 | 0 | 0 | 0 | 0 | 0 | 0 | 0 | 0 | Existing & Under Const. Plant
| 17 | KTPP | SouthEast Ghana Group | Oil/Gas | Oil/Gas Combustion | 0.31622 | 0 | 3.3965 | 0 | 0 | 0 | 0 | 0 | 0 | 29.0114 | 0 | 311.6064 | 0 | 0 | 0 | 0 | 0 | 0 | 12.3 | 12.3 | 12.3 | 12.3 | 12.3 | 12.3 | 12.3 | 12.3 | 12.3 | 3.5 | 0 | 3.5 | 0 | 0 | 0 | 0 | 0 | 0 | 126.5585 | 0 | 90.6815 | 0 | 0 | 0 | 0 | 0 | 0 | 200 | 200 | 200 | 200 | 200 | 200 | 200 | 200 | 200 | 1.656% | 0% | 17.79% | 0% | 0% | 0% | 0% | 0% | 0% | [9 empty] | 0 | 0 | 0 | 0 | 0 | 0 | 0 | 0 | 0 | 0 | 0 | 0 | 0 | Existing & Under Const. Plant
| 18 | Trojan 1 | SouthEast Ghana Group | Oil/Gas | Oil/Gas Combustion | 0.41408 | 0 | 0 | 0 | 0 | 0 | 0 | 0 | 0 | 49.0614 | 0 | 0 | 0 | 0 | 0 | 0 | 0 | 0 | 34 | 34 | 34 | 34 | 0 | 0 | 0 | 0 | 0 | 5.5 | 0 | 0 | 0 | 0 | 0 | 0 | 0 | 0 | 97.9957 | 0 | 0 | 0 | 0 | 0 | 0 | 0 | 0 | 24.96 | 24.96 | 24.96 | 24.96 | 0 | 0 | 0 | 0 | 0 | 22.44% | 0% | 0% | 0% | 0% | 0% | 0% | 0% | 0% | [9 empty] | 0 | 0 | 0 | 0 | 0 | 0 | 0 | 0 | 0 | 0 | 0 | 0 | 0 | Existing & Under Const. Plant
| 19 | MRP | SouthEast Ghana Group | Oil/Gas | Oil/Gas Combustion | 0 | 0 | 0 | 0 | 0 | 0 | 0 | 0 | 0 | 0 | 0 | 0 | 0 | 0 | 0 | 0 | 0 | 0 | 12.5737 | 12.5737 | 12.5737 | 12.5737 | 12.5737 | 12.5737 | 12.5737 | 12.5737 | 12.5737 | 0 | 0 | 0 | 0 | 0 | 0 | 0 | 0 | 0 | 0 | 0 | 0 | 0 | 0 | 0 | 0 | 0 | 0 | 70 | 70 | 70 | 70 | 70 | 70 | 70 | 70 | 70 | 0% | 0% | 0% | 0% | 0% | 0% | 0% | 0% | 0% | [9 empty] | 0 | 0 | 0 | 0 | 0 | 0 | 0 | 0 | 0 | 0 | 0 | 0 | 0 | Existing & Under Const. Plant
| 20 | Safisana | SouthEast Ghana Group | Biogas | Biogas | 0.010052 | 0.010052 | 0.010052 | 0 | 0.010052 | 0.010052 | 0.010052 | 0.010052 | 0.010052 | 0.7446 | 0.7446 | 0.7446 | 0 | 0.7446 | 0.7446 | 0.7446 | 0.7446 | 0.7446 | 35 | 35 | 35 | 35 | 35 | 35 | 35 | 35 | 35 | 4.2 | 4.2 | 4.2 | 0 | 4.2 | 4.2 | 4.2 | 4.2 | 4.2 | 40.5 | 40.5 | 40.5 | 0 | 40.5 | 40.5 | 40.5 | 40.5 | 40.5 | 0.1 | 0.1 | 0.1 | 0.1 | 0.1 | 0.1 | 0.1 | 0.1 | 0.1 | 85% | 85% | 85% | 0% | 85% | 85% | 85% | 85% | 85% | [9 empty] | 0 | 0 | 0 | 0 | 0 | 0 | 0 | 0 | 0 | 0 | 0 | 0 | 0 | Existing & Under Const. Plant
| 21 | TT2PP | SouthEast Ghana Group | Gas | Gas Combustion Turbine | 0.5098 | 0 | 0 | 0 | 0 | 0 | 0 | 0 | 0 | 52.4484 | 0 | 0 | 0 | 0 | 0 | 0 | 0 | 0 | 12.1007 | 12.1007 | 12.1007 | 12.1007 | 12.1007 | 12.1007 | 12.1007 | 12.1007 | 12.1007 | 4.5 | 0 | 0 | 0 | 0 | 0 | 0 | 0 | 0 | 79.8984 | 0 | 0 | 0 | 0 | 0 | 0 | 0 | 0 | 45 | 45 | 45 | 45 | 45 | 45 | 45 | 45 | 45 | 13.31% | 0% | 0% | 0% | 0% | 0% | 0% | 0% | 0% | [9 empty] | 0 | 0 | 0 | 0 | 0 | 0 | 0 | 0 | 0 | 0 | 0 | 0 | 0 | Existing & Under Const. Plant
| 22 | SAPP 1 | SouthEast Ghana Group | Gas | Gas Combustion Turbine | 3.0298 | 0 | 0 | 0 | 0 | 0 | 0 | 0 | 0.010783 | 324.7332 | 0 | 0 | 0 | 0 | 0 | 0 | 0 | 1.1557 | 11.83 | 11.83 | 11.83 | 11.83 | 11.83 | 11.83 | 11.83 | 11.83 | 11.83 | 4.5 | 0 | 0 | 0 | 0 | 0 | 0 | 0 | 4.5 | 76.6926 | 0 | 0 | 0 | 0 | 0 | 0 | 0 | 118.818 | 180 | 180 | 180 | 180 | 180 | 180 | 180 | 180 | 180 | 20.59% | 0% | 0% | 0% | 0% | 0% | 0% | 0% | 0.07329% | [9 empty] | 0 | 0 | 0 | 0 | 0 | 0 | 0 | 0 | 0 | 0 | 0 | 0 | 0 | Existing & Under Const. Plant
| 23 | Trojan 3 | SouthEast Ghana Group | Gas | Gas Combustion Turbine | 0 | 0 | 0 | 0 | 0 | 0 | 0 | 0 | 0 | 0 | 0 | 0 | 0 | 0 | 0 | 0 | 0 | 0 | 0 | 34 | 34 | 34 | 0 | 0 | 0 | 0 | 0 | 0 | 0 | 0 | 0 | 0 | 0 | 0 | 0 | 0 | 0 | 0 | 0 | 0 | 0 | 0 | 0 | 0 | 0 | 0 | 49.92 | 49.92 | 49.92 | 0 | 0 | 0 | 0 | 0 | 0% | 0% | 0% | 0% | 0% | 0% | 0% | 0% | 0% | [9 empty] | 0 | 0 | 0 | 0 | 0 | 0 | 0 | 0 | 0 | 0 | 0 | 0 | 0 | Existing & Under Const. Plant
| 24 | Ameri_2016 | SouthWest Ghana Group | Gas | Gas Combustion Turbine | 0.42075 | 0 | 18.427 | 0 | 0 | 0 | 0 | 0 | 0 | 41.4044 | 0 | 1813.32 | 0 | 0 | 0 | 0 | 0 | 0 | 14.54 | 14.54 | 14.54 | 14.54 | 0 | 0 | 0 | 0 | 0 | 5 | 0 | 5 | 0 | 0 | 0 | 0 | 0 | 0 | 74.9854 | 0 | 84.5417 | 0 | 0 | 0 | 0 | 0 | 0 | 230 | 230 | 230 | 230 | 0 | 0 | 0 | 0 | 0 | 2.055% | 0% | 90% | 0% | 0% | 0% | 0% | 0% | 0% | [9 empty] | 0 | 0 | 0 | 0 | 0 | 0 | 0 | 0 | 0 | 0 | 0 | 0 | 0 | Existing & Under Const. Plant
| 25 | Ameri_2021 | SouthWest Ghana Group | Gas | Gas Combustion Turbine | 0 | 0 | 0 | 0 | 0 | 0 | 0 | 0 | 0 | 0 | 0 | 0 | 0 | 0 | 0 | 0 | 0 | 0 | 0 | 0 | 0 | 0 | 14.54 | 14.54 | 14.54 | 14.54 | 14.54 | 0 | 0 | 0 | 0 | 0 | 0 | 0 | 0 | 0 | 0 | 0 | 0 | 0 | 0 | 0 | 0 | 0 | 0 | 0 | 0 | 0 | 0 | 230 | 230 | 230 | 230 | 230 | 0% | 0% | 0% | 0% | 0% | 0% | 0% | 0% | 0% | [9 empty] | 0 | 0 | 0 | 0 | 0 | 0 | 0 | 0 | 0 | 0 | 0 | 0 | 0 | Existing & Under Const. Plant
| 26 | Bui | Northern Ghana Group | Water | Hydro | 0 | 0 | 0 | 0 | 0 | 0 | 0 | 0 | 0 | 669.5865 | 669.5865 | 669.5868 | 669.5866 | 669.5866 | 669.5866 | 669.5861 | 669.5866 | 669.5866 | 27.74 | 27.74 | 27.74 | 27.74 | 27.74 | 27.74 | 27.74 | 27.74 | 27.74 | 1.63 | 1.63 | 1.63 | 1.63 | 1.63 | 1.63 | 1.63 | 1.63 | 1.63 | 0 | 0 | 0 | 0 | 0 | 0 | 0 | 0 | 0 | 330 | 330 | 330 | 330 | 330 | 330 | 330 | 330 | 330 | 23.16% | 23.16% | 23.16% | 23.16% | 23.16% | 23.16% | 23.16% | 23.16% | 23.16% | [9 empty] | 0 | 0 | 0 | 0 | 0 | 0 | 0 | 0 | 0 | 0 | 0 | 0 | 0 | Existing & Under Const. Plant
| 27 | Akosombo | SouthEast Ghana Group | Water | Hydro | 0 | 0 | 0 | 0 | 0 | 0 | 0 | 0 | 0 | 3681.6896 | 3681.6886 | 4016.3898 | 4016.3894 | 4434.7625 | 4434.7619 | 4434.7621 | 4434.7621 | 4434.7623 | 9.16 | 9.16 | 9.16 | 9.16 | 9.16 | 9.16 | 9.16 | 9.16 | 9.16 | 0.98 | 0.98 | 0.98 | 0.98 | 0.98 | 0.98 | 0.98 | 0.98 | 0.98 | 0 | 0 | 0 | 0 | 0 | 0 | 0 | 0 | 0 | 900 | 900 | 900 | 900 | 900 | 900 | 900 | 900 | 900 | 46.7% | 46.7% | 50.94% | 50.94% | 56.25% | 56.25% | 56.25% | 56.25% | 56.25% | [9 empty] | 0 | 0 | 0 | 0 | 0 | 0 | 0 | 0 | 0 | 0 | 0 | 0 | 0 | Existing & Under Const. Plant
| 28 | Kpong | SouthEast Ghana Group | Water | Hydro | 0 | 0 | 0 | 0 | 0 | 0 | 0 | 0 | 0 | 722.7074 | 722.7074 | 788.4081 | 788.4081 | 870.5339 | 870.5339 | 870.534 | 870.534 | 870.5342 | 9.16 | 9.16 | 9.16 | 9.16 | 9.16 | 9.16 | 9.16 | 9.16 | 9.16 | 0.98 | 0.98 | 0.98 | 0.98 | 0.98 | 0.98 | 0.98 | 0.98 | 0.98 | 0 | 0 | 0 | 0 | 0 | 0 | 0 | 0 | 0 | 140 | 140 | 140 | 140 | 140 | 140 | 140 | 140 | 140 | 58.93% | 58.93% | 64.29% | 64.29% | 70.98% | 70.98% | 70.98% | 70.98% | 70.98% | [9 empty] | 0 | 0 | 0 | 0 | 0 | 0 | 0 | 0 | 0 | 0 | 0 | 0 | 0 | Existing & Under Const. Plant
| 29 | Cote d'Ivoire Dummy | Cote d'Ivoire | Water | Hydro | 0 | 0 | 0 | 0 | 0 | 0 | 0 | 0 | 0 | 814.6798 | 814.6799 | 10 | 814.6801 | 814.6803 | 814.68 | 814.6801 | 814.68 | 814.68 | 0 | 0 | 0 | 0 | 0 | 0 | 0 | 0 | 0 | 10 | 10 | 10 | 10 | 10 | 10 | 10 | 10 | 10 | 0 | 0 | 0 | 0 | 0 | 0 | 0 | 0 | 0 | 150 | 150 | 150 | 150 | 150 | 150 | 150 | 150 | 150 | 62% | 62% | 0.761% | 62% | 62% | 62% | 62% | 62% | 62% | [9 empty] | 0 | 0 | 0 | 0 | 0 | 0 | 0 | 0 | 0 | 0 | 0 | 0 | 0 | Existing & Under Const. Plant
| 30 | Burkina Dummy | Burkina Group | Water | Hydro | 0 | 0 | 0 | 0 | 0 | 0 | 0 | 0 | 0 | 0.438 | 0.438 | 0.438 | 0.438 | 4.818 | 4.818 | 4.818 | 4.818 | 4.818 | 0 | 0 | 0 | 0 | 0 | 0 | 0 | 0 | 0 | 10 | 10 | 10 | 10 | 10 | 10 | 10 | 10 | 10 | 0 | 0 | 0 | 0 | 0 | 0 | 0 | 0 | 0 | 10 | 10 | 10 | 10 | 110 | 110 | 110 | 110 | 110 | 0.5% | 0.5% | 0.5% | 0.5% | 0.5% | 0.5% | 0.5% | 0.5% | 0.5% | [9 empty] | 0 | 0 | 0 | 0 | 0 | 0 | 0 | 0 | 0 | 0 | 0 | 0 | 0 | Existing & Under Const. Plant
| 31 | VRA Solar | Northern Ghana Group | Sun | Solar PV | 0 | 0 | 0 | 0 | 0 | 0 | 0 | 0 | 0 | 2.7132 | 2.7132 | 2.7132 | 2.7132 | 2.7132 | 2.7132 | 2.7132 | 2.7132 | 2.7132 | 0 | 0 | 0 | 0 | 0 | 0 | 0 | 0 | 0 | 0 | 0 | 0 | 0 | 0 | 0 | 0 | 0 | 0 | 0 | 0 | 0 | 0 | 0 | 0 | 0 | 0 | 0 | 1.8 | 1.8 | 1.8 | 1.8 | 1.8 | 1.8 | 1.8 | 1.8 | 1.8 | 17.21% | 17.21% | 17.21% | 17.21% | 17.21% | 17.21% | 17.21% | 17.21% | 17.21% | [9 empty] | 0 | 0 | 0 | 0 | 0 | 0 | 0 | 0 | 0 | 0 | 0 | 0 | 0 | Existing & Under Const. Plant
| 32 | BXC Solar | SouthEast Ghana Group | Sun | Solar PV | 0 | 0 | 0 | 0 | 0 | 0 | 0 | 0 | 0 | 24.0159 | 24.0159 | 24.0159 | 24.0159 | 24.0159 | 24.0159 | 24.0159 | 24.0159 | 0 | 0 | 0 | 0 | 0 | 0 | 0 | 0 | 0 | 0 | 0 | 0 | 0 | 0 | 0 | 0 | 0 | 0 | 0 | 0 | 0 | 0 | 0 | 0 | 0 | 0 | 0 | 0 | 18 | 18 | 18 | 18 | 18 | 18 | 18 | 18 | 0 | 15.23% | 15.23% | 15.23% | 15.23% | 15.23% | 15.23% | 15.23% | 15.23% | 0% | [9 empty] | 0 | 0 | 0 | 0 | 0 | 0 | 0 | 0 | 0 | 0 | 0 | 0 | 0 | Existing & Under Const. Plant
| 33 | ASHA BIOGAS 2018 | Ashanti Group | Biogas | Biogas | 0 | 0 | 0 | 0 | 0.67014 | 0.67014 | 0.67014 | 0.67014 | 0.67014 | 0 | 0 | 0 | 0 | 37.23 | 37.23 | 37.23 | 37.23 | 37.23 | 0 | 0 | 0 | 410.32 | 410.32 | 410.32 | 410.32 | 410.32 | 410.32 | 0 | 0 | 0 | 0 | 5.5 | 5.5 | 5.5 | 5.5 | 5.5 | 0 | 0 | 0 | 0 | 54 | 54 | 54 | 54 | 54 | 0 | 0 | 0 | 2 | 5 | 5 | 5 | 5 | 5 | 0% | 0% | 0% | 0% | 85% | 85% | 85% | 85% | 85% | 0 | 0 | 0 | 6.72 | 10.08 | 0 | 0 | 0 | 0 | 0 | 0 | 0 | 4.5899 | 5.6899 | 0 | 0 | 0 | 0 | 11.3077 | 11.3077 | 16.8 | 18.48 | Unplanned Build | Potential Build Biogas2018
| 38 | NORT BIOMASS 2018 | Northern Ghana Group | Biomass | Biomass Combustion | 0 | 0 | 0 | 0 | 6.0313 | 6.0313 | 6.0313 | 6.0313 | 6.0313 | 0 | 0 | 0 | 0 | 446.76 | 446.76 | 446.76 | 446.76 | 446.76 | 0 | 0 | 0 | 130 | 130 | 130 | 130 | 130 | 130 | 0 | 0 | 0 | 0 | 4.5 | 4.5 | 4.5 | 4.5 | 4.5 | 0 | 0 | 0 | 0 | 67.5 | 67.5 | 67.5 | 67.5 | 67.5 | 0 | 0 | 0 | 20 | 60 | 60 | 60 | 60 | 60 | 0% | 0% | 0% | 0% | 85% | 85% | 85% | 85% | 85% | 0 | 0 | 0 | 64 | 128 | 0 | 0 | 0 | 0 | 0 | 0 | 0 | 43.7129 | 72.2527 | 0 | 0 | 0 | 0 | 127.5621 | 127.5621 | 192 | 211.2 | Unplanned Build | Potential Build Biomass Combustion2018
| 41 | SOUT COAL STEAM TURBINE 2026 | SouthWest Ghana Group | Coal | Coal Steam Turbine | 0 | 0 | 0 | 0 | 0 | 31.6277 | 69.047 | 69.047 | 69.047 | 0 | 0 | 0 | 0 | 0 | 3594.0616 | 7846.2444 | 7846.2444 | 7846.2444 | 0 | 0 | 0 | 0 | 0 | 65 | 65 | 65 | 65 | 0 | 0 | 0 | 0 | 0 | 6.034 | 6.034 | 6.034 | 6.034 | 0 | 0 | 0 | 0 | 0 | 33.629 | 34.2066 | 35.7871 | 37.2557 | 0 | 0 | 0 | 0 | 0 | 482.683 | 1053.753 | 1053.753 | 1053.753 | 0% | 0% | 0% | 0% | 0% | 85% | 85% | 85% | 85% | 0 | 0 | 0 | 0 | 0 | 1522.3822 | 1801.1548 | 0 | 0 | 0 | 0 | 0 | 0 | 0 | 645.6387 | 573.9034 | 0 | 0 | 710.2025 | 1341.4963 | 1522.3822 | 3655.8907 | Unplanned Build | Potential Build Coal2026
| 45 | SOUT COMBINED CYCLE 2019 | SouthEast Ghana Group | Oil/Gas | Oil/Gas Combined Cycle | 0 | 0 | 0 | 0 | 0 | 0 | 0 | 0 | 66.3241 | 0 | 0 | 0 | 0 | 0 | 0 | 0 | 0 | 9148.1556 | 0 | 0 | 0 | 0 | 0 | 0 | 0 | 0 | 15 | 0 | 0 | 0 | 0 | 0 | 0 | 0 | 0 | 3.48 | 0 | 0 | 0 | 0 | 0 | 0 | 0 | 0 | 120.2113 | 0 | 0 | 0 | 0 | 0 | 0 | 0 | 0 | 1160.34 | 0% | 0% | 0% | 0% | 0% | 0% | 0% | 0% | 90% | 0 | 0 | 0 | 0 | 0 | 0 | 0 | 0 | 1207.9139 | 0 | 0 | 0 | 0 | 0 | 0 | 0 | 0 | 148.3874 | 0 | 0 | 0 | 0 | Unplanned Build | Potential Build Oil/Gas Combined Cycle2019
| 54 | ASHA INTERRUPTIBLE 2016 | Ashanti Group | Interruptible | Interruptible | 0 | 0 | 0 | 0 | 0 | 0 | 0 | 0 | 0 | 0 | 0 | 0 | 0 | 0 | 0 | 0 | 0 | 0 | 0 | 0 | 0 | 0 | 0 | 0 | 0 | 0 | 0 | 0 | 0 | 0 | 0 | 0 | 0 | 0 | 0 | 0 | 0 | 0 | 0 | 0 | 0 | 0 | 0 | 0 | 0 | 129.301 | 217.102 | 0 | 0 | 0 | 0 | 0 | 0 | 0 | 0% | 0% | 0% | 0% | 0% | 0% | 0% | 0% | 0% | [9 empty] | 0 | 0 | 0 | 0 | 0 | 0 | 0 | 0 | 0 | 0 | 0 | 0 | 0 | Unplanned Build | Potential Build Interruptible2016
| 62 | SOUT NUCLEAR 2030 | SouthWest Ghana Group | Uranium | Nuclear | 0 | 0 | 0 | 0 | 0 | 0 | 0 | 85.7166 | 85.7166 | 0 | 0 | 0 | 0 | 0 | 0 | 0 | 8322 | 8322 | 0 | 0 | 0 | 0 | 0 | 0 | 0 | 100 | 100 | 0 | 0 | 0 | 0 | 0 | 0 | 0 | 2.3 | 2.3 | 0 | 0 | 0 | 0 | 0 | 0 | 0 | 13.4147 | 13.4147 | 0 | 0 | 0 | 0 | 0 | 0 | 0 | 1000 | 1000 | 0% | 0% | 0% | 0% | 0% | 0% | 0% | 95% | 95% | 0 | 0 | 0 | 0 | 0 | 0 | 0 | 6233 | 0 | 0 | 0 | 0 | 0 | 0 | 0 | 0 | 1233.1658 | 0 | 0 | 1356.4824 | 0 | 6856.3 | Unplanned Build | Potential Build Nuclear2030
| 63 | ASHA SOLAR PV 2020 | Ashanti Group | Sun | Solar PV | 0 | 0 | 0 | 0 | 0 | 0 | 0 | 0 | 0 | 0 | 0 | 0 | 0 | 12.6751 | 12.6751 | 12.6751 | 12.6751 | 12.6751 | 0 | 0 | 0 | 0 | 24.8 | 24.8 | 24.8 | 24.8 | 24.8 | 0 | 0 | 0 | 0 | 0 | 0 | 0 | 0 | 0 | 0 | 0 | 0 | 0 | 0 | 0 | 0 | 0 | 0 | 0 | 0 | 0 | 0 | 10 | 10 | 10 | 10 | 10 | 0% | 0% | 0% | 0% | 14.47% | 14.47% | 14.47% | 14.47% | 14.47% | 0 | 0 | 0 | 0 | 9.027 | 0 | 0 | 0 | 0 | 0 | 0 | 0 | 0 | 5.0955 | 0 | 0 | 0 | 0 | 5.6051 | 5.6051 | 9.027 | 9.9297 | Unplanned Build | Potential Build Solar PV2020
| 64 | ASHA SOLAR PV 2026 | Ashanti Group | Sun | Solar PV | 0 | 0 | 0 | 0 | 0 | 0 | 0 | 0 | 0 | 0 | 0 | 0 | 0 | 0 | 12.6751 | 38.0252 | 38.0252 | 38.0252 | 0 | 0 | 0 | 0 | 0 | 24.8 | 24.8 | 24.8 | 24.8 | 0 | 0 | 0 | 0 | 0 | 0 | 0 | 0 | 0 | 0 | 0 | 0 | 0 | 0 | 0 | 0 | 0 | 0 | 0 | 0 | 0 | 0 | 0 | 10 | 30 | 30 | 30 | 0% | 0% | 0% | 0% | 0% | 14.47% | 14.47% | 14.47% | 14.47% | 0 | 0 | 0 | 0 | 0 | 7.407 | 14.814 | 0 | 0 | 0 | 0 | 0 | 0 | 0 | 3.1413 | 4.7202 | 0 | 0 | 3.4554 | 8.6477 | 7.407 | 24.4432 | Unplanned Build | Potential Build Solar PV2026
| 65 | ASHA SOLAR PV 2035 | Ashanti Group | Sun | Solar PV | 0 | 0 | 0 | 0 | 0 | 0 | 0 | 0 | 0 | 0 | 0 | 0 | 0 | 0 | 0 | 0 | 12.6751 | 69.7128 | 0 | 0 | 0 | 0 | 0 | 0 | 0 | 25 | 25 | 0 | 0 | 0 | 0 | 0 | 0 | 0 | 0 | 0 | 0 | 0 | 0 | 0 | 0 | 0 | 0 | 0 | 0 | 0 | 0 | 0 | 0 | 0 | 0 | 0 | 10 | 55 | 0% | 0% | 0% | 0% | 0% | 0% | 0% | 14.47% | 14.47% | 0 | 0 | 0 | 0 | 0 | 0 | 0 | 8.6378 | 38.8703 | 0 | 0 | 0 | 0 | 0 | 0 | 0 | 1.709 | 4.7751 | 0 | 1.8798 | 0 | 9.5016 | Unplanned Build | Potential Build Solar PV2035
| 66 | SOUT SOLAR PV 2020 | SouthWest Ghana Group | Sun | Solar PV | 0 | 0 | 0 | 0 | 0 | 0 | 0 | 0 | 0 | 0 | 0 | 0 | 0 | 12.6751 | 12.6751 | 12.6751 | 12.6751 | 12.6751 | 0 | 0 | 0 | 0 | 24.8 | 24.8 | 24.8 | 24.8 | 24.8 | 0 | 0 | 0 | 0 | 0 | 0 | 0 | 0 | 0 | 0 | 0 | 0 | 0 | 0 | 0 | 0 | 0 | 0 | 0 | 0 | 0 | 0 | 10 | 10 | 10 | 10 | 10 | 0% | 0% | 0% | 0% | 14.47% | 14.47% | 14.47% | 14.47% | 14.47% | 0 | 0 | 0 | 0 | 9.027 | 0 | 0 | 0 | 0 | 0 | 0 | 0 | 0 | 5.0955 | 0 | 0 | 0 | 0 | 5.6051 | 5.6051 | 9.027 | 9.9297 | Unplanned Build | Potential Build Solar PV2020
| 67 | SOUT SOLAR PV 2026 | SouthWest Ghana Group | Sun | Solar PV | 0 | 0 | 0 | 0 | 0 | 0 | 0 | 0 | 0 | 0 | 0 | 0 | 0 | 0 | 12.6751 | 25.3501 | 25.3501 | 25.3501 | 0 | 0 | 0 | 0 | 0 | 24.8 | 24.8 | 24.8 | 24.8 | 0 | 0 | 0 | 0 | 0 | 0 | 0 | 0 | 0 | 0 | 0 | 0 | 0 | 0 | 0 | 0 | 0 | 0 | 0 | 0 | 0 | 0 | 0 | 10 | 20 | 20 | 20 | 0% | 0% | 0% | 0% | 0% | 14.47% | 14.47% | 14.47% | 14.47% | 0 | 0 | 0 | 0 | 0 | 7.407 | 7.407 | 0 | 0 | 0 | 0 | 0 | 0 | 0 | 3.1413 | 2.3601 | 0 | 0 | 3.4554 | 6.0515 | 7.407 | 16.2954 | Unplanned Build | Potential Build Solar PV2026
| 68 | SOUT SOLAR PV 2035 | SouthWest Ghana Group | Sun | Solar PV | 0 | 0 | 0 | 0 | 0 | 0 | 0 | 0 | 0 | 0 | 0 | 0 | 0 | 0 | 0 | 0 | 12.6751 | 57.0377 | 0 | 0 | 0 | 0 | 0 | 0 | 0 | 25 | 25 | 0 | 0 | 0 | 0 | 0 | 0 | 0 | 0 | 0 | 0 | 0 | 0 | 0 | 0 | 0 | 0 | 0 | 0 | 0 | 0 | 0 | 0 | 0 | 0 | 0 | 10 | 45 | 0% | 0% | 0% | 0% | 0% | 0% | 0% | 14.47% | 14.47% | 0 | 0 | 0 | 0 | 0 | 0 | 0 | 8.6378 | 30.2324 | 0 | 0 | 0 | 0 | 0 | 0 | 0 | 1.709 | 3.7139 | 0 | 1.8798 | 0 | 9.5016 | Unplanned Build | Potential Build Solar PV2035
| 69 | NORT SOLAR PV 2018 | Northern Ghana Group | Sun | Solar PV | 0 | 0 | 0 | 0 | 0 | 0 | 0 | 0 | 0 | 0 | 0 | 67.5263 | 67.5263 | 67.5263 | 67.5263 | 67.5263 | 67.5263 | 67.5263 | 0 | 0 | 24.8 | 24.8 | 24.8 | 24.8 | 24.8 | 24.8 | 24.8 | 0 | 0 | 0 | 0 | 0 | 0 | 0 | 0 | 0 | 0 | 0 | 0 | 0 | 0 | 0 | 0 | 0 | 0 | 0 | 0 | 47.1565 | 47.1565 | 47.1565 | 47.1565 | 47.1565 | 47.1565 | 47.1565 | 0% | 0% | 16.35% | 16.35% | 16.35% | 16.35% | 16.35% | 16.35% | 16.35% | 0 | 0 | 58.6155 | 0 | 0 | 0 | 0 | 0 | 0 | 0 | 0 | 44.0387 | 0 | 0 | 0 | 0 | 0 | 0 | 48.4426 | 48.4426 | 58.6155 | 64.4771 | Unplanned Build | Potential Build Solar PV2018
| 70 | NORT SOLAR PV 2020 | Northern Ghana Group | Sun | Solar PV | 0 | 0 | 0 | 0 | 0 | 0 | 0 | 0 | 0 | 0 | 0 | 0 | 0 | 143.1961 | 143.1961 | 143.1961 | 143.1961 | 143.1961 | 0 | 0 | 0 | 0 | 24.8 | 24.8 | 24.8 | 24.8 | 24.8 | 0 | 0 | 0 | 0 | 0 | 0 | 0 | 0 | 0 | 0 | 0 | 0 | 0 | 0 | 0 | 0 | 0 | 0 | 0 | 0 | 0 | 0 | 100 | 100 | 100 | 100 | 100 | 0% | 0% | 0% | 0% | 16.35% | 16.35% | 16.35% | 16.35% | 16.35% | 0 | 0 | 0 | 0 | 90.27 | 0 | 0 | 0 | 0 | 0 | 0 | 0 | 0 | 50.9551 | 0 | 0 | 0 | 0 | 56.0506 | 56.0506 | 90.27 | 99.297 | Unplanned Build | Potential Build Solar PV2020
| 71 | NORT SOLAR PV 2023 | Northern Ghana Group | Sun | Solar PV | 0 | 0 | 0 | 0 | 0 | 0 | 0 | 0 | 0 | 0 | 0 | 0 | 0 | 71.598 | 143.1961 | 143.1961 | 143.1961 | 143.1961 | 0 | 0 | 0 | 0 | 24.8 | 24.8 | 24.8 | 24.8 | 24.8 | 0 | 0 | 0 | 0 | 0 | 0 | 0 | 0 | 0 | 0 | 0 | 0 | 0 | 0 | 0 | 0 | 0 | 0 | 0 | 0 | 0 | 0 | 50 | 100 | 100 | 100 | 100 | 0% | 0% | 0% | 0% | 16.35% | 16.35% | 16.35% | 16.35% | 16.35% | 0 | 0 | 0 | 0 | 42.3473 | 42.3473 | 0 | 0 | 0 | 0 | 0 | 0 | 0 | 23.9039 | 17.9594 | 0 | 0 | 0 | 46.0496 | 46.0496 | 84.6945 | 93.164 | Unplanned Build | Potential Build Solar PV2023
| 72 | NORT SOLAR PV 2026 | Northern Ghana Group | Sun | Solar PV | 0 | 0 | 0 | 0 | 0 | 0 | 0 | 0 | 0 | 0 | 0 | 0 | 0 | 0 | 71.598 | 214.7941 | 214.7941 | 214.7941 | 0 | 0 | 0 | 0 | 0 | 24.8 | 24.8 | 24.8 | 24.8 | 0 | 0 | 0 | 0 | 0 | 0 | 0 | 0 | 0 | 0 | 0 | 0 | 0 | 0 | 0 | 0 | 0 | 0 | 0 | 0 | 0 | 0 | 0 | 50 | 150 | 150 | 150 | 0% | 0% | 0% | 0% | 0% | 16.35% | 16.35% | 16.35% | 16.35% | 0 | 0 | 0 | 0 | 0 | 37.0351 | 74.0702 | 0 | 0 | 0 | 0 | 0 | 0 | 0 | 15.7065 | 23.601 | 0 | 0 | 17.2771 | 43.2383 | 37.0351 | 122.2158 | Unplanned Build | Potential Build Solar PV2026
| 73 | NORT SOLAR PV 2030 | Northern Ghana Group | Sun | Solar PV | 0 | 0 | 0 | 0 | 0 | 0 | 0 | 0 | 0 | 0 | 0 | 0 | 0 | 0 | 0 | 35.799 | 178.9951 | 178.9951 | 0 | 0 | 0 | 0 | 0 | 0 | 24.8 | 24.8 | 24.8 | 0 | 0 | 0 | 0 | 0 | 0 | 0 | 0 | 0 | 0 | 0 | 0 | 0 | 0 | 0 | 0 | 0 | 0 | 0 | 0 | 0 | 0 | 0 | 0 | 25 | 125 | 125 | 0% | 0% | 0% | 0% | 0% | 0% | 16.35% | 16.35% | 16.35% | 0 | 0 | 0 | 0 | 0 | 0 | 17.1313 | 68.5253 | 0 | 0 | 0 | 0 | 0 | 0 | 0 | 5.4586 | 13.5574 | 0 | 0 | 20.9175 | 0 | 94.2223 | Unplanned Build | Potential Build Solar PV2030
| 74 | NORT SOLAR PV 2035 | Northern Ghana Group | Sun | Solar PV | 0 | 0 | 0 | 0 | 0 | 0 | 0 | 0 | 0 | 0 | 0 | 0 | 0 | 0 | 0 | 0 | 71.598 | 429.5883 | 0 | 0 | 0 | 0 | 0 | 0 | 0 | 24.8 | 24.8 | 0 | 0 | 0 | 0 | 0 | 0 | 0 | 0 | 0 | 0 | 0 | 0 | 0 | 0 | 0 | 0 | 0 | 0 | 0 | 0 | 0 | 0 | 0 | 0 | 0 | 50 | 300 | 0% | 0% | 0% | 0% | 0% | 0% | 0% | 16.35% | 16.35% | 0 | 0 | 0 | 0 | 0 | 0 | 0 | 43.1892 | 215.946 | 0 | 0 | 0 | 0 | 0 | 0 | 0 | 8.5448 | 26.5281 | 0 | 9.3992 | 0 | 47.5081 | Unplanned Build | Potential Build Solar PV2035
| 76 | SOUT SOLAR PV 2020 | SouthEast Ghana Group | Sun | Solar PV | 0 | 0 | 0 | 0 | 0 | 0 | 0 | 0 | 0 | 0 | 0 | 0 | 0 | 63.3753 | 63.3753 | 63.3753 | 63.3753 | 63.3753 | 0 | 0 | 0 | 0 | 24.8 | 24.8 | 24.8 | 24.8 | 24.8 | 0 | 0 | 0 | 0 | 0 | 0 | 0 | 0 | 0 | 0 | 0 | 0 | 0 | 0 | 0 | 0 | 0 | 0 | 0 | 0 | 0 | 0 | 50 | 50 | 50 | 50 | 50 | 0% | 0% | 0% | 0% | 14.47% | 14.47% | 14.47% | 14.47% | 14.47% | 0 | 0 | 0 | 0 | 45.135 | 0 | 0 | 0 | 0 | 0 | 0 | 0 | 0 | 25.4775 | 0 | 0 | 0 | 0 | 28.0253 | 28.0253 | 45.135 | 49.6485 | Unplanned Build | Potential Build Solar PV2020
| 77 | SOUT SOLAR PV 2026 | SouthEast Ghana Group | Sun | Solar PV | 0 | 0 | 0 | 0 | 0 | 0 | 0 | 0 | 0 | 0 | 0 | 0 | 0 | 0 | 31.6876 | 221.8134 | 221.8134 | 221.8134 | 0 | 0 | 0 | 0 | 0 | 24.8 | 24.8 | 24.8 | 24.8 | 0 | 0 | 0 | 0 | 0 | 0 | 0 | 0 | 0 | 0 | 0 | 0 | 0 | 0 | 0 | 0 | 0 | 0 | 0 | 0 | 0 | 0 | 0 | 25 | 175 | 175 | 175 | 0% | 0% | 0% | 0% | 0% | 14.47% | 14.47% | 14.47% | 14.47% | 0 | 0 | 0 | 0 | 0 | 18.5175 | 111.1053 | 0 | 0 | 0 | 0 | 0 | 0 | 0 | 7.8532 | 35.4016 | 0 | 0 | 8.6386 | 47.5803 | 18.5175 | 142.5851 | Unplanned Build | Potential Build Solar PV2026
| 78 | SOUT SOLAR PV 2035 | SouthEast Ghana Group | Sun | Solar PV | 0 | 0 | 0 | 0 | 0 | 0 | 0 | 0 | 0 | 0 | 0 | 0 | 0 | 0 | 0 | 0 | 63.3753 | 285.1886 | 0 | 0 | 0 | 0 | 0 | 0 | 0 | 25 | 25 | 0 | 0 | 0 | 0 | 0 | 0 | 0 | 0 | 0 | 0 | 0 | 0 | 0 | 0 | 0 | 0 | 0 | 0 | 0 | 0 | 0 | 0 | 0 | 0 | 0 | 50 | 225 | 0% | 0% | 0% | 0% | 0% | 0% | 0% | 14.47% | 14.47% | 0 | 0 | 0 | 0 | 0 | 0 | 0 | 43.1892 | 151.1622 | 0 | 0 | 0 | 0 | 0 | 0 | 0 | 8.5448 | 18.5697 | 0 | 9.3992 | 0 | 47.5081 | Unplanned Build | Potential Build Solar PV2035
| 80 | SOUT SOLAR PV 2020 | SouthWest Ghana Group | Sun | Solar PV | 0 | 0 | 0 | 0 | 0 | 0 | 0 | 0 | 0 | 0 | 0 | 0 | 0 | 6.5372 | 44.5624 | 44.5624 | 44.5624 | 44.5624 | 0 | 0 | 0 | 0 | 24.8 | 24.8 | 24.8 | 24.8 | 24.8 | 0 | 0 | 0 | 0 | 0 | 0 | 0 | 0 | 0 | 0 | 0 | 0 | 0 | 0 | 0 | 0 | 0 | 0 | 0 | 0 | 0 | 0 | 5.1576 | 35.1576 | 35.1576 | 35.1576 | 35.1576 | 0% | 0% | 0% | 0% | 14.47% | 14.47% | 14.47% | 14.47% | 14.47% | 0 | 0 | 0 | 0 | 4.6557 | 27.081 | 0 | 0 | 0 | 0 | 0 | 0 | 0 | 2.628 | 11.485 | 0 | 0 | 0 | 15.5243 | 15.5243 | 31.7367 | 34.9104 | Unplanned Build | Potential Build Solar PV2020
| 81 | SOUT SOLAR PV 2026 | SouthWest Ghana Group | Sun | Solar PV | 0 | 0 | 0 | 0 | 0 | 0 | 0 | 0 | 0 | 0 | 0 | 0 | 0 | 0 | 25.3501 | 126.7505 | 126.7505 | 126.7505 | 0 | 0 | 0 | 0 | 0 | 24.8 | 24.8 | 24.8 | 24.8 | 0 | 0 | 0 | 0 | 0 | 0 | 0 | 0 | 0 | 0 | 0 | 0 | 0 | 0 | 0 | 0 | 0 | 0 | 0 | 0 | 0 | 0 | 0 | 20 | 100 | 100 | 100 | 0% | 0% | 0% | 0% | 0% | 14.47% | 14.47% | 14.47% | 14.47% | 0 | 0 | 0 | 0 | 0 | 14.814 | 59.2562 | 0 | 0 | 0 | 0 | 0 | 0 | 0 | 6.2826 | 18.8808 | 0 | 0 | 6.9109 | 27.6798 | 14.814 | 81.4772 | Unplanned Build | Potential Build Solar PV2026
| 82 | SOUT SOLAR PV 2035 | SouthWest Ghana Group | Sun | Solar PV | 0 | 0 | 0 | 0 | 0 | 0 | 0 | 0 | 0 | 0 | 0 | 0 | 0 | 0 | 0 | 0 | 12.6751 | 152.1006 | 0 | 0 | 0 | 0 | 0 | 0 | 0 | 25 | 25 | 0 | 0 | 0 | 0 | 0 | 0 | 0 | 0 | 0 | 0 | 0 | 0 | 0 | 0 | 0 | 0 | 0 | 0 | 0 | 0 | 0 | 0 | 0 | 0 | 0 | 10 | 120 | 0% | 0% | 0% | 0% | 0% | 0% | 0% | 14.47% | 14.47% | 0 | 0 | 0 | 0 | 0 | 0 | 0 | 8.6378 | 95.0162 | 0 | 0 | 0 | 0 | 0 | 0 | 0 | 1.709 | 11.6724 | 0 | 1.8798 | 0 | 9.5016 | Unplanned Build | Potential Build Solar PV2035
| 84 | SOUT SOLAR PV 2026 | SouthEast Ghana Group | Sun | Solar PV | 0 | 0 | 0 | 0 | 0 | 0 | 0 | 0 | 0 | 0 | 0 | 0 | 0 | 0 | 12.6751 | 25.3501 | 25.3501 | 25.3501 | 0 | 0 | 0 | 0 | 0 | 24.8 | 24.8 | 24.8 | 24.8 | 0 | 0 | 0 | 0 | 0 | 0 | 0 | 0 | 0 | 0 | 0 | 0 | 0 | 0 | 0 | 0 | 0 | 0 | 0 | 0 | 0 | 0 | 0 | 10 | 20 | 20 | 20 | 0% | 0% | 0% | 0% | 0% | 14.47% | 14.47% | 14.47% | 14.47% | 0 | 0 | 0 | 0 | 0 | 7.407 | 7.407 | 0 | 0 | 0 | 0 | 0 | 0 | 0 | 3.1413 | 2.3601 | 0 | 0 | 3.4554 | 6.0515 | 7.407 | 16.2954 | Unplanned Build | Potential Build Solar PV2026
| 85 | SOUT SOLAR PV 2035 | SouthEast Ghana Group | Sun | Solar PV | 0 | 0 | 0 | 0 | 0 | 0 | 0 | 0 | 0 | 0 | 0 | 0 | 0 | 0 | 0 | 0 | 12.6751 | 38.0252 | 0 | 0 | 0 | 0 | 0 | 0 | 0 | 25 | 25 | 0 | 0 | 0 | 0 | 0 | 0 | 0 | 0 | 0 | 0 | 0 | 0 | 0 | 0 | 0 | 0 | 0 | 0 | 0 | 0 | 0 | 0 | 0 | 0 | 0 | 10 | 30 | 0% | 0% | 0% | 0% | 0% | 0% | 0% | 14.47% | 14.47% | 0 | 0 | 0 | 0 | 0 | 0 | 0 | 8.6378 | 17.2757 | 0 | 0 | 0 | 0 | 0 | 0 | 0 | 1.709 | 2.1222 | 0 | 1.8798 | 0 | 9.5016 | Unplanned Build | Potential Build Solar PV2035
| 87 | ASHA SOLAR PV WITH STORAGE 2026 | Ashanti Group | Sun + storage | Solar PV + Storage | 0 | 0 | 0 | 0 | 0 | 0 | 0 | 0 | 0 | 0 | 0 | 0 | 0 | 0 | 0 | 12.675 | 12.675 | 12.675 | 0 | 0 | 0 | 0 | 0 | 0 | 28 | 28 | 28 | 0 | 0 | 0 | 0 | 0 | 0 | 0 | 0 | 0 | 0 | 0 | 0 | 0 | 0 | 0 | 0 | 0 | 0 | 0 | 0 | 0 | 0 | 0 | 0 | 10 | 10 | 10 | 0% | 0% | 0% | 0% | 0% | 0% | 14.47% | 14.47% | 14.47% | 0 | 0 | 0 | 0 | 0 | 0 | 11.875 | 0 | 0 | 0 | 0 | 0 | 0 | 0 | 0 | 3.7837 | 0 | 0 | 0 | 4.1621 | 0 | 13.0625 | Unplanned Build | Potential Build Solar PV with storage2026
| 93 | NORT SOLAR PV WITH STORAGE 2026 | Northern Ghana Group | Sun + storage | Solar PV + Storage | 0 | 0 | 0 | 0 | 0 | 0 | 0 | 0 | 0 | 0 | 0 | 0 | 0 | 0 | 0 | 63.3752 | 63.3752 | 63.3752 | 0 | 0 | 0 | 0 | 0 | 0 | 28 | 28 | 28 | 0 | 0 | 0 | 0 | 0 | 0 | 0 | 0 | 0 | 0 | 0 | 0 | 0 | 0 | 0 | 0 | 0 | 0 | 0 | 0 | 0 | 0 | 0 | 0 | 50 | 50 | 50 | 0% | 0% | 0% | 0% | 0% | 0% | 14.47% | 14.47% | 14.47% | 0 | 0 | 0 | 0 | 0 | 0 | 59.375 | 0 | 0 | 0 | 0 | 0 | 0 | 0 | 0 | 18.9187 | 0 | 0 | 0 | 20.8106 | 0 | 65.3125 | Unplanned Build | Potential Build Solar PV with storage2026
| 104 | SOUT WIND TURBINE 2020 | SouthEast Ghana Group | Wind | Wind | 0 | 0 | 0 | 0 | 0 | 0 | 0 | 0 | 0 | 0 | 0 | 0 | 175.1525 | 350.305 | 525.4575 | 525.4575 | 525.4575 | 525.4575 | 0 | 0 | 0 | 46.71 | 46.71 | 46.71 | 46.71 | 46.71 | 46.71 | 0 | 0 | 0 | 0 | 0 | 0 | 0 | 0 | 0 | 0 | 0 | 0 | 0 | 0 | 0 | 0 | 0 | 0 | 0 | 0 | 0 | 75 | 150 | 225 | 225 | 225 | 225 | 0% | 0% | 0% | 26.66% | 26.66% | 26.66% | 26.66% | 26.66% | 26.66% | 0 | 0 | 0 | 67.5749 | 67.5749 | 67.5749 | 0 | 0 | 0 | 0 | 0 | 0 | 46.1546 | 38.1443 | 28.6584 | 0 | 0 | 0 | 124.253 | 124.253 | 202.7248 | 222.9973 | Unplanned Build | Potential Build Wind2020
| 105 | SOUT WIND TURBINE 2026 | SouthEast Ghana Group | Wind | Wind | 0 | 0 | 0 | 0 | 0 | 0 | 0 | 0 | 0 | 0 | 0 | 0 | 0 | 0 | 175.1525 | 408.6892 | 525.4575 | 525.4575 | 0 | 0 | 0 | 0 | 0 | 46.71 | 46.71 | 46.71 | 46.71 | 0 | 0 | 0 | 0 | 0 | 0 | 0 | 0 | 0 | 0 | 0 | 0 | 0 | 0 | 0 | 0 | 0 | 0 | 0 | 0 | 0 | 0 | 0 | 75 | 175 | 225 | 225 | 0% | 0% | 0% | 0% | 0% | 26.66% | 26.66% | 26.66% | 26.66% | 0 | 0 | 0 | 0 | 0 | 42.0874 | 56.1165 | 28.0583 | 0 | 0 | 0 | 0 | 0 | 0 | 17.8492 | 17.8804 | 5.5512 | 0 | 19.6341 | 45.4089 | 42.0874 | 138.8883 | Unplanned Build | Potential Build Wind2026
| 106 | SOUT WIND TURBINE 2035 | SouthEast Ghana Group | Wind | Wind | 0 | 0 | 0 | 0 | 0 | 0 | 0 | 0 | 0 | 0 | 0 | 0 | 0 | 0 | 0 | 0 | 233.5367 | 233.5367 | 0 | 0 | 0 | 0 | 0 | 0 | 0 | 47 | 47 | 0 | 0 | 0 | 0 | 0 | 0 | 0 | 0 | 0 | 0 | 0 | 0 | 0 | 0 | 0 | 0 | 0 | 0 | 0 | 0 | 0 | 0 | 0 | 0 | 0 | 100 | 100 | 0% | 0% | 0% | 0% | 0% | 0% | 0% | 26.66% | 26.66% | 0 | 0 | 0 | 0 | 0 | 0 | 0 | 78.3123 | 0 | 0 | 0 | 0 | 0 | 0 | 0 | 0 | 15.4937 | 0 | 0 | 17.043 | 0 | 86.1435 | Unplanned Build | Potential Build Wind2035
[6 empty] | 0 | 0 | 0 | 0 | 0 | 0 | 0 |  |  | 0 | 0 | 0 | 0 | 0 | 0 | 0 |  |  | 0 | 0 | 0 | 0 | 0 | 0 | 0 |  |  | 0 | 0 | 0 | 0 | 0 | 0 | 0 |  |  | 0 | 0 | 0 | 0 | 0 | 0 | 0 |  |  | 0 | 0 | 0 | 0 | 0 | 0 | 0 |  |  | 0 | 0 | 0 | 0 | 0 | 0 | 0

## LowConCapCost
Bck to Contents | [77 empty] | 90.91% | 82.64% | 75.13% | 68.3% | 56.45% | 42.41% | 31.86% | 19.78% | 12.28% | Cap Cost NPV |  | Cap Cost -- no NPV
|  | Plant Name |  |  |  | FUEL CONSUMPTION | [8 empty] | GENERATION | [8 empty] | FOM (USD/kW-yr | [8 empty] | VOM (USD/MWh) | [8 empty] | Fuel Cost (USD/MWh) | [8 empty] | Available Capacity | [8 empty] | Capacity Factors | [8 empty] | Total Capital Cost | [8 empty] | Total Capital Cost (NPV) | [8 empty] | 1352.9376 | 3330.6885 | 2559.6031 | 11342.3449 | Unplanned? | Plant Name
| UnitID |  | Model Region | Fuel Type | Capacity Type | 2017 | 2018 | 2019 | 2020 | 2023 | 2026 | 2030 | 2035 | 2040 | 2017 | 2018 | 2019 | 2020 | 2023 | 2026 | 2030 | 2035 | 2040 | 2017 | 2018 | 2019 | 2020 | 2023 | 2026 | 2030 | 2035 | 2040 | 2017 | 2018 | 2019 | 2020 | 2023 | 2026 | 2030 | 2035 | 2040 | 2017 | 2018 | 2019 | 2020 | 2023 | 2026 | 2030 | 2035 | 2040 | 2017 | 2018 | 2019 | 2020 | 2023 | 2026 | 2030 | 2035 | 2040 | 2017 | 2018 | 2019 | 2020 | 2023 | 2026 | 2030 | 2035 | 2040 | 2017 | 2018 | 2019 | 2020 | 2023 | 2026 | 2030 | 2035 | 2040 | 2017 | 2018 | 2019 | 2020 | 2023 | 2026 | 2030 | 2035 | 2040 | 10-year | 20-year | 10-year | 20-year
| 1 | CENIT | SouthEast Ghana Group | Oil | Oil Combustion | 0 | 0 | 0 | 0 | 0 | 0 | 0 | 0 | 0 | 0 | 0 | 0 | 0 | 0 | 0 | 0 | 0 | 0 | 11.83 | 11.83 | 11.83 | 11.83 | 11.83 | 11.83 | 11.83 | 0 | 0 | 0 | 0 | 0 | 0 | 0 | 0 | 0 | 0 | 0 | 0 | 0 | 0 | 0 | 0 | 0 | 0 | 0 | 0 | 100 | 100 | 100 | 100 | 100 | 100 | 100 | 0 | 0 | 0% | 0% | 0% | 0% | 0% | 0% | 0% | 0% | 0% | [9 empty] | 0 | 0 | 0 | 0 | 0 | 0 | 0 | 0 | 0 | 0 | 0 | 0 | 0 | Existing & Under Const. Plant
| 2 | Trojan 2B | SouthEast Ghana Group | Oil | Oil Combustion | 0.26958 | 0 | 0 | 0 | 0 | 0 | 0 | 0 | 0 | 31.941 | 0 | 0 | 0 | 0 | 0 | 0 | 0 | 0 | 34 | 34 | 34 | 34 | 0 | 0 | 0 | 0 | 0 | 5.5 | 0 | 0 | 0 | 0 | 0 | 0 | 0 | 0 | 97.9957 | 0 | 0 | 0 | 0 | 0 | 0 | 0 | 0 | 16.25 | 16.25 | 16.25 | 16.25 | 0 | 0 | 0 | 0 | 0 | 22.44% | 0% | 0% | 0% | 0% | 0% | 0% | 0% | 0% | [9 empty] | 0 | 0 | 0 | 0 | 0 | 0 | 0 | 0 | 0 | 0 | 0 | 0 | 0 | Existing & Under Const. Plant
| 3 | Trojan 2A | Ashanti Group | Oil | Oil Combustion | 0.26958 | 0 | 0 | 0 | 0 | 0 | 0 | 0 | 0 | 31.941 | 0 | 0 | 0 | 0 | 0 | 0 | 0 | 0 | 34 | 34 | 34 | 34 | 0 | 0 | 0 | 0 | 0 | 5.5 | 0 | 0 | 0 | 0 | 0 | 0 | 0 | 0 | 108.8196 | 0 | 0 | 0 | 0 | 0 | 0 | 0 | 0 | 16.25 | 16.25 | 16.25 | 16.25 | 0 | 0 | 0 | 0 | 0 | 22.44% | 0% | 0% | 0% | 0% | 0% | 0% | 0% | 0% | [9 empty] | 0 | 0 | 0 | 0 | 0 | 0 | 0 | 0 | 0 | 0 | 0 | 0 | 0 | Existing & Under Const. Plant
| 4 | GP Tarkwa Plant | SouthWest Ghana Group | Oil | Oil Combustion | 0 | 0 | 0 | 0 | 0 | 0 | 0 | 0 | 0 | 0 | 0 | 0 | 0 | 0 | 0 | 0 | 0 | 0 | 17.5 | 17.5 | 17.5 | 17.5 | 17.5 | 17.5 | 17.5 | 17.5 | 17.5 | 0 | 0 | 0 | 0 | 0 | 0 | 0 | 0 | 0 | 0 | 0 | 0 | 0 | 0 | 0 | 0 | 0 | 0 | 33 | 33 | 33 | 33 | 33 | 33 | 33 | 33 | 33 | 0% | 0% | 0% | 0% | 0% | 0% | 0% | 0% | 0% | [9 empty] | 0 | 0 | 0 | 0 | 0 | 0 | 0 | 0 | 0 | 0 | 0 | 0 | 0 | Existing & Under Const. Plant
| 5 | GP Chirano Plant | SouthWest Ghana Group | Oil | Oil Combustion | 0 | 0 | 0 | 0 | 0 | 0 | 0 | 0 | 0 | 0 | 0 | 0 | 0 | 0 | 0 | 0 | 0 | 0 | 17.5 | 17.5 | 17.5 | 17.5 | 17.5 | 17.5 | 17.5 | 17.5 | 17.5 | 0 | 0 | 0 | 0 | 0 | 0 | 0 | 0 | 0 | 0 | 0 | 0 | 0 | 0 | 0 | 0 | 0 | 0 | 30 | 30 | 30 | 30 | 30 | 30 | 30 | 30 | 30 | 0% | 0% | 0% | 0% | 0% | 0% | 0% | 0% | 0% | [9 empty] | 0 | 0 | 0 | 0 | 0 | 0 | 0 | 0 | 0 | 0 | 0 | 0 | 0 | Existing & Under Const. Plant
| 6 | GP Darmang Plant | SouthWest Ghana Group | Oil | Oil Combustion | 0 | 0 | 0 | 0 | 0 | 0 | 0 | 0 | 0 | 0 | 0 | 0 | 0 | 0 | 0 | 0 | 0 | 0 | 17.5 | 17.5 | 17.5 | 17.5 | 17.5 | 17.5 | 17.5 | 17.5 | 17.5 | 0 | 0 | 0 | 0 | 0 | 0 | 0 | 0 | 0 | 0 | 0 | 0 | 0 | 0 | 0 | 0 | 0 | 0 | 25.5 | 25.5 | 25.5 | 25.5 | 25.5 | 25.5 | 25.5 | 25.5 | 25.5 | 0% | 0% | 0% | 0% | 0% | 0% | 0% | 0% | 0% | [9 empty] | 0 | 0 | 0 | 0 | 0 | 0 | 0 | 0 | 0 | 0 | 0 | 0 | 0 | Existing & Under Const. Plant
| 7 | SAPP 2 | SouthEast Ghana Group | Oil/Gas | Oil/Gas Combined Cycle | 9.6772 | 22.9398 | 14.6048 | 7.7484 | 23.5117 | 23.5117 | 23.5117 | 23.5117 | 23.4673 | 1240.6693 | 2941.0061 | 1872.4164 | 993.3857 | 3014.3159 | 3014.316 | 3014.316 | 3014.316 | 3008.6256 | 16 | 16 | 16 | 16 | 16 | 16 | 16 | 16 | 16 | 3.5 | 3.5 | 3.5 | 3.5 | 3.5 | 3.5 | 3.5 | 3.5 | 3.5 | 70.9165 | 62.6503 | 64.8913 | 64.7653 | 65.8788 | 72.8632 | 67.9558 | 72.3669 | 84.9912 | 370 | 370 | 370 | 370 | 370 | 370 | 370 | 370 | 370 | 38.28% | 90.74% | 57.77% | 30.65% | 93% | 93% | 93% | 93% | 92.82% | [9 empty] | 0 | 0 | 0 | 0 | 0 | 0 | 0 | 0 | 0 | 0 | 0 | 0 | 0 | Existing & Under Const. Plant
| 8 | Cenpower | SouthEast Ghana Group | Oil/Gas | Oil/Gas Combined Cycle | 0 | 0.10559 | 3.8158 | 0 | 21.6884 | 21.6884 | 21.6884 | 19.6976 | 19.6189 | 0 | 13.4856 | 487.3369 | 0 | 2769.9119 | 2769.9116 | 2769.9118 | 2515.6628 | 2505.6081 | 0 | 16 | 16 | 16 | 16 | 16 | 16 | 16 | 16 | 0 | 3.5 | 3.5 | 0 | 3.5 | 3.5 | 3.5 | 3.5 | 3.5 | 0 | 64.3626 | 65.1409 | 0 | 69.1391 | 72.6091 | 67.0572 | 77.1366 | 83.3584 | 0 | 340 | 340 | 340 | 340 | 340 | 340 | 340 | 340 | 0% | 0.4528% | 16.36% | 0% | 93% | 93% | 93% | 84.46% | 84.13% | [9 empty] | 0 | 0 | 0 | 0 | 0 | 0 | 0 | 0 | 0 | 0 | 0 | 0 | 0 | Existing & Under Const. Plant
| 9 | KarpowerShip 1 | SouthEast Ghana Group | Oil/Gas | Oil/Gas Combined Cycle | 14.837 | 0 | 0 | 0 | 0 | 0 | 0 | 0 | 0 | 1942.0128 | 0 | 0 | 0 | 0 | 0 | 0 | 0 | 0 | 177.828 | 0 | 0 | 0 | 0 | 0 | 0 | 0 | 0 | 3.5 | 0 | 0 | 0 | 0 | 0 | 0 | 0 | 0 | 67.7182 | 0 | 0 | 0 | 0 | 0 | 0 | 0 | 0 | 247 | 0 | 0 | 0 | 0 | 0 | 0 | 0 | 0 | 89.75% | 0% | 0% | 0% | 0% | 0% | 0% | 0% | 0% | [9 empty] | 0 | 0 | 0 | 0 | 0 | 0 | 0 | 0 | 0 | 0 | 0 | 0 | 0 | Existing & Under Const. Plant
| 10 | AKSA | SouthEast Ghana Group | Oil/Gas | Oil/Gas Combined Cycle | 10.1595 | 0 | 2.8574 | 0 | 10.5495 | 1.4297 | 0.39491 | 0.11499 | 7.3608 | 1195.236 | 0 | 336.1653 | 0 | 1241.1198 | 168.1954 | 46.4599 | 13.5286 | 865.9721 | 16 | 16 | 16 | 16 | 16 | 16 | 16 | 16 | 16 | 3.5 | 0 | 3.5 | 0 | 3.5 | 3.5 | 3.5 | 3.5 | 3.5 | 75.3409 | 0 | 70.7149 | 0 | 78.8373 | 68.1039 | 86.2606 | 68.7908 | 93.7263 | 250 | 375 | 375 | 375 | 375 | 375 | 375 | 375 | 375 | 54.58% | 0% | 10.23% | 0% | 37.78% | 5.12% | 1.414% | 0.4118% | 26.36% | [9 empty] | 0 | 0 | 0 | 0 | 0 | 0 | 0 | 0 | 0 | 0 | 0 | 0 | 0 | Existing & Under Const. Plant
| 11 | TAPCO (T1) | SouthWest Ghana Group | Oil/Gas | Oil/Gas Combined Cycle | 11.645 | 17.1872 | 0 | 17.1872 | 17.1872 | 17.1872 | 16.4714 | 6.0525 | 0.52486 | 1496.2081 | 2208.3 | 0 | 2208.3 | 2208.3 | 2208.3002 | 2116.3251 | 777.6544 | 67.4364 | 18.7 | 18.7 | 18.7 | 18.7 | 18.7 | 18.7 | 18.7 | 18.7 | 18.7 | 5 | 5 | 0 | 5 | 5 | 5 | 5 | 5 | 5 | 57.8919 | 62.3154 | 0 | 64.6242 | 61.2801 | 62.3592 | 63.0192 | 62.5775 | 61.5635 | 305 | 305 | 305 | 305 | 305 | 305 | 305 | 305 | 305 | 56% | 82.65% | 0% | 82.65% | 82.65% | 82.65% | 79.21% | 29.11% | 2.524% | [9 empty] | 0 | 0 | 0 | 0 | 0 | 0 | 0 | 0 | 0 | 0 | 0 | 0 | 0 | Existing & Under Const. Plant
| 12 | TICO (T2) | SouthWest Ghana Group | Oil/Gas | Oil/Gas Combined Cycle | 17.7346 | 17.7346 | 9.5854 | 17.7346 | 17.7346 | 17.7346 | 17.7346 | 17.7346 | 5.6913 | 2382.7199 | 2382.72 | 1287.8378 | 2382.72 | 2382.72 | 2382.72 | 2382.72 | 2382.72 | 764.6455 | 30.94 | 30.94 | 30.94 | 30.94 | 30.94 | 30.94 | 30.94 | 30.94 | 30.94 | 4.9 | 4.9 | 4.9 | 4.9 | 4.9 | 4.9 | 4.9 | 4.9 | 4.9 | 55.8348 | 59.5931 | 61.9213 | 61.8011 | 58.603 | 59.635 | 60.2662 | 59.8438 | 58.8741 | 320 | 320 | 320 | 320 | 320 | 320 | 320 | 320 | 320 | 85% | 85% | 45.94% | 85% | 85% | 85% | 85% | 85% | 27.28% | [9 empty] | 0 | 0 | 0 | 0 | 0 | 0 | 0 | 0 | 0 | 0 | 0 | 0 | 0 | Existing & Under Const. Plant
| 13 | Amandi | SouthWest Ghana Group | Oil/Gas | Oil/Gas Combined Cycle | 0 | 0 | 8.0946 | 1.8706 | 12.0103 | 9.3872 | 6.1088 | 0.44395 | 0.10056 | 0 | 0 | 987.1488 | 228.1177 | 1464.672 | 1144.7772 | 744.9729 | 54.1397 | 12.2639 | 0 | 0 | 30.94 | 30.94 | 30.94 | 30.94 | 30.94 | 30.94 | 30.94 | 0 | 0 | 4.9 | 4.9 | 4.9 | 4.9 | 4.9 | 4.9 | 4.9 | 0 | 0 | 68.2191 | 68.0866 | 64.5633 | 65.7003 | 66.3957 | 65.9303 | 64.862 | 0 | 0 | 190 | 190 | 190 | 190 | 190 | 190 | 190 | 0% | 0% | 59.31% | 13.71% | 88% | 68.78% | 44.76% | 3.253% | 0.7368% | [9 empty] | 0 | 0 | 0 | 0 | 0 | 0 | 0 | 0 | 0 | 0 | 0 | 0 | 0 | Existing & Under Const. Plant
| 14 | KarpowerShip 2 | SouthWest Ghana Group | Oil/Gas | Oil/Gas Combined Cycle | 0 | 24.5592 | 31.8841 | 28.6607 | 0 | 0 | 0 | 0 | 0 | 0 | 2884.5639 | 3744.9 | 3366.3042 | 0 | 0 | 0 | 0 | 0 | 0 | 177.828 | 177.828 | 177.828 | 177.828 | 0 | 0 | 0 | 0 | 0 | 3.5 | 3.5 | 3.5 | 0 | 0 | 0 | 0 | 0 | 0 | 68.1682 | 70.8314 | 70.6939 | 0 | 0 | 0 | 0 | 0 | 0 | 450 | 450 | 450 | 450 | 0 | 0 | 0 | 0 | 0% | 73.18% | 95% | 85.4% | 0% | 0% | 0% | 0% | 0% | [9 empty] | 0 | 0 | 0 | 0 | 0 | 0 | 0 | 0 | 0 | 0 | 0 | 0 | 0 | Existing & Under Const. Plant
| 15 | Early Power | SouthEast Ghana Group | Oil/Gas | Oil/Gas Combustion | 0 | 0 | 7.5701 | 23.0656 | 23.0656 | 23.0656 | 23.0656 | 23.0656 | 23.0656 | 0 | 0 | 1009.35 | 3075.417 | 3075.417 | 3075.417 | 3075.417 | 3075.417 | 3075.417 | 0 | 0 | 16 | 16 | 16 | 16 | 16 | 16 | 16 | 0 | 0 | 3.5 | 3.5 | 3.5 | 3.5 | 3.5 | 3.5 | 3.5 | 0 | 0 | 62.3955 | 62.2744 | 64.2451 | 63.5111 | 72.58 | 72.6175 | 83.557 | 0 | 0 | 377.5 | 377.5 | 377.5 | 377.5 | 377.5 | 377.5 | 377.5 | 0% | 0% | 30.52% | 93% | 93% | 93% | 93% | 93% | 93% | [9 empty] | 0 | 0 | 0 | 0 | 0 | 0 | 0 | 0 | 0 | 0 | 0 | 0 | 0 | Existing & Under Const. Plant
| 16 | TT1PP | SouthEast Ghana Group | Oil/Gas | Oil/Gas Combustion | 0 | 0 | 0 | 0 | 0 | 0 | 0 | 0 | 0 | 0 | 0 | 0 | 0 | 0 | 0 | 0 | 0 | 0 | 14.3 | 14.3 | 14.3 | 14.3 | 14.3 | 14.3 | 14.3 | 14.3 | 14.3 | 0 | 0 | 0 | 0 | 0 | 0 | 0 | 0 | 0 | 0 | 0 | 0 | 0 | 0 | 0 | 0 | 0 | 0 | 100 | 100 | 100 | 100 | 100 | 100 | 100 | 100 | 100 | 0% | 0% | 0% | 0% | 0% | 0% | 0% | 0% | 0% | [9 empty] | 0 | 0 | 0 | 0 | 0 | 0 | 0 | 0 | 0 | 0 | 0 | 0 | 0 | Existing & Under Const. Plant
| 17 | KTPP | SouthEast Ghana Group | Oil/Gas | Oil/Gas Combustion | 0.31622 | 0 | 3.046 | 0 | 0 | 0 | 0 | 0 | 0 | 29.0114 | 0 | 279.4459 | 0 | 0 | 0 | 0 | 0 | 0 | 12.3 | 12.3 | 12.3 | 12.3 | 12.3 | 12.3 | 12.3 | 12.3 | 12.3 | 3.5 | 0 | 3.5 | 0 | 0 | 0 | 0 | 0 | 0 | 126.5585 | 0 | 90.6815 | 0 | 0 | 0 | 0 | 0 | 0 | 200 | 200 | 200 | 200 | 200 | 200 | 200 | 200 | 200 | 1.656% | 0% | 15.95% | 0% | 0% | 0% | 0% | 0% | 0% | [9 empty] | 0 | 0 | 0 | 0 | 0 | 0 | 0 | 0 | 0 | 0 | 0 | 0 | 0 | Existing & Under Const. Plant
| 18 | Trojan 1 | SouthEast Ghana Group | Oil/Gas | Oil/Gas Combustion | 0.41408 | 0 | 0 | 0 | 0 | 0 | 0 | 0 | 0 | 49.0614 | 0 | 0 | 0 | 0 | 0 | 0 | 0 | 0 | 34 | 34 | 34 | 34 | 0 | 0 | 0 | 0 | 0 | 5.5 | 0 | 0 | 0 | 0 | 0 | 0 | 0 | 0 | 97.9957 | 0 | 0 | 0 | 0 | 0 | 0 | 0 | 0 | 24.96 | 24.96 | 24.96 | 24.96 | 0 | 0 | 0 | 0 | 0 | 22.44% | 0% | 0% | 0% | 0% | 0% | 0% | 0% | 0% | [9 empty] | 0 | 0 | 0 | 0 | 0 | 0 | 0 | 0 | 0 | 0 | 0 | 0 | 0 | Existing & Under Const. Plant
| 19 | MRP | SouthEast Ghana Group | Oil/Gas | Oil/Gas Combustion | 0 | 0 | 0 | 0 | 0 | 0 | 0 | 0 | 0 | 0 | 0 | 0 | 0 | 0 | 0 | 0 | 0 | 0 | 12.5737 | 12.5737 | 12.5737 | 12.5737 | 12.5737 | 12.5737 | 12.5737 | 12.5737 | 12.5737 | 0 | 0 | 0 | 0 | 0 | 0 | 0 | 0 | 0 | 0 | 0 | 0 | 0 | 0 | 0 | 0 | 0 | 0 | 70 | 70 | 70 | 70 | 70 | 70 | 70 | 70 | 70 | 0% | 0% | 0% | 0% | 0% | 0% | 0% | 0% | 0% | [9 empty] | 0 | 0 | 0 | 0 | 0 | 0 | 0 | 0 | 0 | 0 | 0 | 0 | 0 | Existing & Under Const. Plant
| 20 | Safisana | SouthEast Ghana Group | Biogas | Biogas | 0.010052 | 0.010052 | 0.010052 | 0 | 0.010052 | 0.010052 | 0.010052 | 0.010052 | 0.010052 | 0.7446 | 0.7446 | 0.7446 | 0 | 0.7446 | 0.7446 | 0.7446 | 0.7446 | 0.7446 | 35 | 35 | 35 | 35 | 35 | 35 | 35 | 35 | 35 | 4.2 | 4.2 | 4.2 | 0 | 4.2 | 4.2 | 4.2 | 4.2 | 4.2 | 40.5 | 40.5 | 40.5 | 0 | 40.5 | 40.5 | 40.5 | 40.5 | 40.5 | 0.1 | 0.1 | 0.1 | 0.1 | 0.1 | 0.1 | 0.1 | 0.1 | 0.1 | 85% | 85% | 85% | 0% | 85% | 85% | 85% | 85% | 85% | [9 empty] | 0 | 0 | 0 | 0 | 0 | 0 | 0 | 0 | 0 | 0 | 0 | 0 | 0 | Existing & Under Const. Plant
| 21 | TT2PP | SouthEast Ghana Group | Gas | Gas Combustion Turbine | 0.5098 | 0 | 0 | 0 | 0 | 0 | 0 | 0 | 0 | 52.4484 | 0 | 0 | 0 | 0 | 0 | 0 | 0 | 0 | 12.1007 | 12.1007 | 12.1007 | 12.1007 | 12.1007 | 12.1007 | 12.1007 | 12.1007 | 12.1007 | 4.5 | 0 | 0 | 0 | 0 | 0 | 0 | 0 | 0 | 79.8984 | 0 | 0 | 0 | 0 | 0 | 0 | 0 | 0 | 45 | 45 | 45 | 45 | 45 | 45 | 45 | 45 | 45 | 13.31% | 0% | 0% | 0% | 0% | 0% | 0% | 0% | 0% | [9 empty] | 0 | 0 | 0 | 0 | 0 | 0 | 0 | 0 | 0 | 0 | 0 | 0 | 0 | Existing & Under Const. Plant
| 22 | SAPP 1 | SouthEast Ghana Group | Gas | Gas Combustion Turbine | 3.0298 | 0 | 0 | 0 | 0 | 0 | 0 | 0 | 0.010783 | 324.7329 | 0 | 0 | 0 | 0 | 0 | 0 | 0 | 1.1557 | 11.83 | 11.83 | 11.83 | 11.83 | 11.83 | 11.83 | 11.83 | 11.83 | 11.83 | 4.5 | 0 | 0 | 0 | 0 | 0 | 0 | 0 | 4.5 | 76.6926 | 0 | 0 | 0 | 0 | 0 | 0 | 0 | 99.3156 | 180 | 180 | 180 | 180 | 180 | 180 | 180 | 180 | 180 | 20.59% | 0% | 0% | 0% | 0% | 0% | 0% | 0% | 0.07329% | [9 empty] | 0 | 0 | 0 | 0 | 0 | 0 | 0 | 0 | 0 | 0 | 0 | 0 | 0 | Existing & Under Const. Plant
| 23 | Trojan 3 | SouthEast Ghana Group | Gas | Gas Combustion Turbine | 0 | 0 | 0 | 0 | 0 | 0 | 0 | 0 | 0 | 0 | 0 | 0 | 0 | 0 | 0 | 0 | 0 | 0 | 0 | 34 | 34 | 34 | 0 | 0 | 0 | 0 | 0 | 0 | 0 | 0 | 0 | 0 | 0 | 0 | 0 | 0 | 0 | 0 | 0 | 0 | 0 | 0 | 0 | 0 | 0 | 0 | 49.92 | 49.92 | 49.92 | 0 | 0 | 0 | 0 | 0 | 0% | 0% | 0% | 0% | 0% | 0% | 0% | 0% | 0% | [9 empty] | 0 | 0 | 0 | 0 | 0 | 0 | 0 | 0 | 0 | 0 | 0 | 0 | 0 | Existing & Under Const. Plant
| 24 | Ameri_2016 | SouthWest Ghana Group | Gas | Gas Combustion Turbine | 0.42075 | 0 | 18.427 | 0 | 0 | 0 | 0 | 0 | 0 | 41.4044 | 0 | 1813.32 | 0 | 0 | 0 | 0 | 0 | 0 | 14.54 | 14.54 | 14.54 | 14.54 | 0 | 0 | 0 | 0 | 0 | 5 | 0 | 5 | 0 | 0 | 0 | 0 | 0 | 0 | 74.9854 | 0 | 84.5417 | 0 | 0 | 0 | 0 | 0 | 0 | 230 | 230 | 230 | 230 | 0 | 0 | 0 | 0 | 0 | 2.055% | 0% | 90% | 0% | 0% | 0% | 0% | 0% | 0% | [9 empty] | 0 | 0 | 0 | 0 | 0 | 0 | 0 | 0 | 0 | 0 | 0 | 0 | 0 | Existing & Under Const. Plant
| 25 | Ameri_2021 | SouthWest Ghana Group | Gas | Gas Combustion Turbine | 0 | 0 | 0 | 0 | 0 | 0 | 0 | 0 | 0 | 0 | 0 | 0 | 0 | 0 | 0 | 0 | 0 | 0 | 0 | 0 | 0 | 0 | 14.54 | 14.54 | 14.54 | 14.54 | 14.54 | 0 | 0 | 0 | 0 | 0 | 0 | 0 | 0 | 0 | 0 | 0 | 0 | 0 | 0 | 0 | 0 | 0 | 0 | 0 | 0 | 0 | 0 | 230 | 230 | 230 | 230 | 230 | 0% | 0% | 0% | 0% | 0% | 0% | 0% | 0% | 0% | [9 empty] | 0 | 0 | 0 | 0 | 0 | 0 | 0 | 0 | 0 | 0 | 0 | 0 | 0 | Existing & Under Const. Plant
| 26 | Bui | Northern Ghana Group | Water | Hydro | 0 | 0 | 0 | 0 | 0 | 0 | 0 | 0 | 0 | 669.5862 | 669.5865 | 669.5865 | 669.5868 | 669.5867 | 669.5864 | 669.5859 | 669.5865 | 669.5861 | 27.74 | 27.74 | 27.74 | 27.74 | 27.74 | 27.74 | 27.74 | 27.74 | 27.74 | 1.63 | 1.63 | 1.63 | 1.63 | 1.63 | 1.63 | 1.63 | 1.63 | 1.63 | 0 | 0 | 0 | 0 | 0 | 0 | 0 | 0 | 0 | 330 | 330 | 330 | 330 | 330 | 330 | 330 | 330 | 330 | 23.16% | 23.16% | 23.16% | 23.16% | 23.16% | 23.16% | 23.16% | 23.16% | 23.16% | [9 empty] | 0 | 0 | 0 | 0 | 0 | 0 | 0 | 0 | 0 | 0 | 0 | 0 | 0 | Existing & Under Const. Plant
| 27 | Akosombo | SouthEast Ghana Group | Water | Hydro | 0 | 0 | 0 | 0 | 0 | 0 | 0 | 0 | 0 | 3681.6888 | 3681.6886 | 4016.3897 | 4016.3893 | 4434.7622 | 4434.7618 | 4434.7615 | 4434.7624 | 4434.7619 | 9.16 | 9.16 | 9.16 | 9.16 | 9.16 | 9.16 | 9.16 | 9.16 | 9.16 | 0.98 | 0.98 | 0.98 | 0.98 | 0.98 | 0.98 | 0.98 | 0.98 | 0.98 | 0 | 0 | 0 | 0 | 0 | 0 | 0 | 0 | 0 | 900 | 900 | 900 | 900 | 900 | 900 | 900 | 900 | 900 | 46.7% | 46.7% | 50.94% | 50.94% | 56.25% | 56.25% | 56.25% | 56.25% | 56.25% | [9 empty] | 0 | 0 | 0 | 0 | 0 | 0 | 0 | 0 | 0 | 0 | 0 | 0 | 0 | Existing & Under Const. Plant
| 28 | Kpong | SouthEast Ghana Group | Water | Hydro | 0 | 0 | 0 | 0 | 0 | 0 | 0 | 0 | 0 | 722.7075 | 722.7074 | 788.408 | 788.4082 | 870.534 | 870.534 | 870.5339 | 870.5339 | 870.5341 | 9.16 | 9.16 | 9.16 | 9.16 | 9.16 | 9.16 | 9.16 | 9.16 | 9.16 | 0.98 | 0.98 | 0.98 | 0.98 | 0.98 | 0.98 | 0.98 | 0.98 | 0.98 | 0 | 0 | 0 | 0 | 0 | 0 | 0 | 0 | 0 | 140 | 140 | 140 | 140 | 140 | 140 | 140 | 140 | 140 | 58.93% | 58.93% | 64.29% | 64.29% | 70.98% | 70.98% | 70.98% | 70.98% | 70.98% | [9 empty] | 0 | 0 | 0 | 0 | 0 | 0 | 0 | 0 | 0 | 0 | 0 | 0 | 0 | Existing & Under Const. Plant
| 29 | Cote d'Ivoire Dummy | Cote d'Ivoire | Water | Hydro | 0 | 0 | 0 | 0 | 0 | 0 | 0 | 0 | 0 | 814.68 | 814.6799 | 10 | 814.68 | 814.6805 | 814.6803 | 814.6801 | 814.6806 | 814.6797 | 0 | 0 | 0 | 0 | 0 | 0 | 0 | 0 | 0 | 10 | 10 | 10 | 10 | 10 | 10 | 10 | 10 | 10 | 0 | 0 | 0 | 0 | 0 | 0 | 0 | 0 | 0 | 150 | 150 | 150 | 150 | 150 | 150 | 150 | 150 | 150 | 62% | 62% | 0.761% | 62% | 62% | 62% | 62% | 62% | 62% | [9 empty] | 0 | 0 | 0 | 0 | 0 | 0 | 0 | 0 | 0 | 0 | 0 | 0 | 0 | Existing & Under Const. Plant
| 30 | Burkina Dummy | Burkina Group | Water | Hydro | 0 | 0 | 0 | 0 | 0 | 0 | 0 | 0 | 0 | 0.438 | 0.438 | 0.438 | 0.438 | 4.818 | 4.818 | 4.818 | 4.818 | 4.818 | 0 | 0 | 0 | 0 | 0 | 0 | 0 | 0 | 0 | 10 | 10 | 10 | 10 | 10 | 10 | 10 | 10 | 10 | 0 | 0 | 0 | 0 | 0 | 0 | 0 | 0 | 0 | 10 | 10 | 10 | 10 | 110 | 110 | 110 | 110 | 110 | 0.5% | 0.5% | 0.5% | 0.5% | 0.5% | 0.5% | 0.5% | 0.5% | 0.5% | [9 empty] | 0 | 0 | 0 | 0 | 0 | 0 | 0 | 0 | 0 | 0 | 0 | 0 | 0 | Existing & Under Const. Plant
| 31 | VRA Solar | Northern Ghana Group | Sun | Solar PV | 0 | 0 | 0 | 0 | 0 | 0 | 0 | 0 | 0 | 2.7132 | 2.7132 | 2.7132 | 2.7132 | 2.7132 | 2.7132 | 2.7132 | 2.7132 | 2.7132 | 0 | 0 | 0 | 0 | 0 | 0 | 0 | 0 | 0 | 0 | 0 | 0 | 0 | 0 | 0 | 0 | 0 | 0 | 0 | 0 | 0 | 0 | 0 | 0 | 0 | 0 | 0 | 1.8 | 1.8 | 1.8 | 1.8 | 1.8 | 1.8 | 1.8 | 1.8 | 1.8 | 17.21% | 17.21% | 17.21% | 17.21% | 17.21% | 17.21% | 17.21% | 17.21% | 17.21% | [9 empty] | 0 | 0 | 0 | 0 | 0 | 0 | 0 | 0 | 0 | 0 | 0 | 0 | 0 | Existing & Under Const. Plant
| 32 | BXC Solar | SouthEast Ghana Group | Sun | Solar PV | 0 | 0 | 0 | 0 | 0 | 0 | 0 | 0 | 0 | 24.0159 | 24.0159 | 24.0159 | 24.0159 | 24.0159 | 24.0159 | 24.0159 | 24.0159 | 0 | 0 | 0 | 0 | 0 | 0 | 0 | 0 | 0 | 0 | 0 | 0 | 0 | 0 | 0 | 0 | 0 | 0 | 0 | 0 | 0 | 0 | 0 | 0 | 0 | 0 | 0 | 0 | 18 | 18 | 18 | 18 | 18 | 18 | 18 | 18 | 0 | 15.23% | 15.23% | 15.23% | 15.23% | 15.23% | 15.23% | 15.23% | 15.23% | 0% | [9 empty] | 0 | 0 | 0 | 0 | 0 | 0 | 0 | 0 | 0 | 0 | 0 | 0 | 0 | Existing & Under Const. Plant
| 33 | ASHA BIOGAS 2018 | Ashanti Group | Biogas | Biogas | 0 | 0 | 0 | 0 | 0.67014 | 0.67014 | 0.67014 | 0.67014 | 0.67014 | 0 | 0 | 0 | 0 | 37.23 | 37.23 | 37.23 | 37.23 | 37.23 | 0 | 0 | 0 | 410.32 | 410.32 | 410.32 | 410.32 | 410.32 | 410.32 | 0 | 0 | 0 | 0 | 5.5 | 5.5 | 5.5 | 5.5 | 5.5 | 0 | 0 | 0 | 0 | 54 | 54 | 54 | 54 | 54 | 0 | 0 | 0 | 2 | 5 | 5 | 5 | 5 | 5 | 0% | 0% | 0% | 0% | 85% | 85% | 85% | 85% | 85% | 0 | 0 | 0 | 8.4 | 12.6 | 0 | 0 | 0 | 0 | 0 | 0 | 0 | 5.7373 | 7.1124 | 0 | 0 | 0 | 0 | 14.1347 | 14.1347 | 21 | 23.1 | Unplanned Build | Potential Build Biogas2018
| 38 | NORT BIOMASS 2018 | Northern Ghana Group | Biomass | Biomass Combustion | 0 | 0 | 0 | 0 | 6.0313 | 6.0313 | 6.0313 | 6.0313 | 6.0313 | 0 | 0 | 0 | 0 | 446.76 | 446.76 | 446.76 | 446.76 | 446.76 | 0 | 0 | 0 | 130 | 130 | 130 | 130 | 130 | 130 | 0 | 0 | 0 | 0 | 4.5 | 4.5 | 4.5 | 4.5 | 4.5 | 0 | 0 | 0 | 0 | 67.5 | 67.5 | 67.5 | 67.5 | 67.5 | 0 | 0 | 0 | 20 | 60 | 60 | 60 | 60 | 60 | 0% | 0% | 0% | 0% | 85% | 85% | 85% | 85% | 85% | 0 | 0 | 0 | 80 | 160 | 0 | 0 | 0 | 0 | 0 | 0 | 0 | 54.6411 | 90.3158 | 0 | 0 | 0 | 0 | 159.4526 | 159.4526 | 240 | 264 | Unplanned Build | Potential Build Biomass Combustion2018
| 41 | SOUT COAL STEAM TURBINE 2026 | SouthWest Ghana Group | Coal | Coal Steam Turbine | 0 | 0 | 0 | 0 | 0 | 31.6277 | 69.047 | 69.047 | 69.047 | 0 | 0 | 0 | 0 | 0 | 3594.0616 | 7846.2444 | 7846.2444 | 7846.2444 | 0 | 0 | 0 | 0 | 0 | 65 | 65 | 65 | 65 | 0 | 0 | 0 | 0 | 0 | 6.034 | 6.034 | 6.034 | 6.034 | 0 | 0 | 0 | 0 | 0 | 28.6501 | 29.1315 | 30.4486 | 31.6724 | 0 | 0 | 0 | 0 | 0 | 482.683 | 1053.753 | 1053.753 | 1053.753 | 0% | 0% | 0% | 0% | 0% | 85% | 85% | 85% | 85% | 0 | 0 | 0 | 0 | 0 | 1365.5768 | 1615.6358 | 0 | 0 | 0 | 0 | 0 | 0 | 0 | 579.1379 | 514.7914 | 0 | 0 | 637.0517 | 1203.3222 | 1365.5768 | 3279.3339 | Unplanned Build | Potential Build Coal2026
| 45 | SOUT COMBINED CYCLE 2019 | SouthEast Ghana Group | Oil/Gas | Oil/Gas Combined Cycle | 0 | 0 | 0 | 0 | 0 | 0 | 0 | 0 | 66.3241 | 0 | 0 | 0 | 0 | 0 | 0 | 0 | 0 | 9148.1556 | 0 | 0 | 0 | 0 | 0 | 0 | 0 | 0 | 15 | 0 | 0 | 0 | 0 | 0 | 0 | 0 | 0 | 3.48 | 0 | 0 | 0 | 0 | 0 | 0 | 0 | 0 | 82.5313 | 0 | 0 | 0 | 0 | 0 | 0 | 0 | 0 | 1160.34 | 0% | 0% | 0% | 0% | 0% | 0% | 0% | 0% | 90% | 0 | 0 | 0 | 0 | 0 | 0 | 0 | 0 | 749.6314 | 0 | 0 | 0 | 0 | 0 | 0 | 0 | 0 | 92.0892 | 0 | 0 | 0 | 0 | Unplanned Build | Potential Build Oil/Gas Combined Cycle2019
| 54 | ASHA INTERRUPTIBLE 2016 | Ashanti Group | Interruptible | Interruptible | 0 | 0 | 0 | 0 | 0 | 0 | 0 | 0 | 0 | 0 | 0 | 0 | 0 | 0 | 0 | 0 | 0 | 0 | 0 | 0 | 0 | 0 | 0 | 0 | 0 | 0 | 0 | 0 | 0 | 0 | 0 | 0 | 0 | 0 | 0 | 0 | 0 | 0 | 0 | 0 | 0 | 0 | 0 | 0 | 0 | 129.301 | 217.102 | 0 | 0 | 0 | 0 | 0 | 0 | 0 | 0% | 0% | 0% | 0% | 0% | 0% | 0% | 0% | 0% | [9 empty] | 0 | 0 | 0 | 0 | 0 | 0 | 0 | 0 | 0 | 0 | 0 | 0 | 0 | Unplanned Build | Potential Build Interruptible2016
| 62 | SOUT NUCLEAR 2030 | SouthWest Ghana Group | Uranium | Nuclear | 0 | 0 | 0 | 0 | 0 | 0 | 0 | 85.7166 | 85.7166 | 0 | 0 | 0 | 0 | 0 | 0 | 0 | 8322 | 8322 | 0 | 0 | 0 | 0 | 0 | 0 | 0 | 100 | 100 | 0 | 0 | 0 | 0 | 0 | 0 | 0 | 2.3 | 2.3 | 0 | 0 | 0 | 0 | 0 | 0 | 0 | 13.184 | 13.184 | 0 | 0 | 0 | 0 | 0 | 0 | 0 | 1000 | 1000 | 0% | 0% | 0% | 0% | 0% | 0% | 0% | 95% | 95% | 0 | 0 | 0 | 0 | 0 | 0 | 0 | 5166.5337 | 0 | 0 | 0 | 0 | 0 | 0 | 0 | 0 | 1022.1711 | 0 | 0 | 1124.3883 | 0 | 5683.1871 | Unplanned Build | Potential Build Nuclear2030
| 63 | ASHA SOLAR PV 2020 | Ashanti Group | Sun | Solar PV | 0 | 0 | 0 | 0 | 0 | 0 | 0 | 0 | 0 | 0 | 0 | 0 | 0 | 12.6751 | 12.6751 | 12.6751 | 12.6751 | 12.6751 | 0 | 0 | 0 | 0 | 24.8 | 24.8 | 24.8 | 24.8 | 24.8 | 0 | 0 | 0 | 0 | 0 | 0 | 0 | 0 | 0 | 0 | 0 | 0 | 0 | 0 | 0 | 0 | 0 | 0 | 0 | 0 | 0 | 0 | 10 | 10 | 10 | 10 | 10 | 0% | 0% | 0% | 0% | 14.47% | 14.47% | 14.47% | 14.47% | 14.47% | 0 | 0 | 0 | 0 | 10.2 | 0 | 0 | 0 | 0 | 0 | 0 | 0 | 0 | 5.7576 | 0 | 0 | 0 | 0 | 6.3334 | 6.3334 | 10.2 | 11.22 | Unplanned Build | Potential Build Solar PV2020
| 64 | ASHA SOLAR PV 2026 | Ashanti Group | Sun | Solar PV | 0 | 0 | 0 | 0 | 0 | 0 | 0 | 0 | 0 | 0 | 0 | 0 | 0 | 0 | 12.6751 | 38.0252 | 38.0252 | 38.0252 | 0 | 0 | 0 | 0 | 0 | 24.8 | 24.8 | 24.8 | 24.8 | 0 | 0 | 0 | 0 | 0 | 0 | 0 | 0 | 0 | 0 | 0 | 0 | 0 | 0 | 0 | 0 | 0 | 0 | 0 | 0 | 0 | 0 | 0 | 10 | 30 | 30 | 30 | 0% | 0% | 0% | 0% | 0% | 14.47% | 14.47% | 14.47% | 14.47% | 0 | 0 | 0 | 0 | 0 | 8.95 | 17.9 | 0 | 0 | 0 | 0 | 0 | 0 | 0 | 3.7957 | 5.7035 | 0 | 0 | 4.1752 | 10.4491 | 8.95 | 29.535 | Unplanned Build | Potential Build Solar PV2026
| 65 | ASHA SOLAR PV 2035 | Ashanti Group | Sun | Solar PV | 0 | 0 | 0 | 0 | 0 | 0 | 0 | 0 | 0 | 0 | 0 | 0 | 0 | 0 | 0 | 0 | 12.6751 | 69.7128 | 0 | 0 | 0 | 0 | 0 | 0 | 0 | 25 | 25 | 0 | 0 | 0 | 0 | 0 | 0 | 0 | 0 | 0 | 0 | 0 | 0 | 0 | 0 | 0 | 0 | 0 | 0 | 0 | 0 | 0 | 0 | 0 | 0 | 0 | 10 | 55 | 0% | 0% | 0% | 0% | 0% | 0% | 0% | 14.47% | 14.47% | 0 | 0 | 0 | 0 | 0 | 0 | 0 | 7.6 | 34.2 | 0 | 0 | 0 | 0 | 0 | 0 | 0 | 1.5036 | 4.2013 | 0 | 1.654 | 0 | 8.36 | Unplanned Build | Potential Build Solar PV2035
| 66 | SOUT SOLAR PV 2020 | SouthWest Ghana Group | Sun | Solar PV | 0 | 0 | 0 | 0 | 0 | 0 | 0 | 0 | 0 | 0 | 0 | 0 | 0 | 12.6751 | 12.6751 | 12.6751 | 12.6751 | 12.6751 | 0 | 0 | 0 | 0 | 24.8 | 24.8 | 24.8 | 24.8 | 24.8 | 0 | 0 | 0 | 0 | 0 | 0 | 0 | 0 | 0 | 0 | 0 | 0 | 0 | 0 | 0 | 0 | 0 | 0 | 0 | 0 | 0 | 0 | 10 | 10 | 10 | 10 | 10 | 0% | 0% | 0% | 0% | 14.47% | 14.47% | 14.47% | 14.47% | 14.47% | 0 | 0 | 0 | 0 | 10.2 | 0 | 0 | 0 | 0 | 0 | 0 | 0 | 0 | 5.7576 | 0 | 0 | 0 | 0 | 6.3334 | 6.3334 | 10.2 | 11.22 | Unplanned Build | Potential Build Solar PV2020
| 67 | SOUT SOLAR PV 2026 | SouthWest Ghana Group | Sun | Solar PV | 0 | 0 | 0 | 0 | 0 | 0 | 0 | 0 | 0 | 0 | 0 | 0 | 0 | 0 | 12.6751 | 25.3501 | 25.3501 | 25.3501 | 0 | 0 | 0 | 0 | 0 | 24.8 | 24.8 | 24.8 | 24.8 | 0 | 0 | 0 | 0 | 0 | 0 | 0 | 0 | 0 | 0 | 0 | 0 | 0 | 0 | 0 | 0 | 0 | 0 | 0 | 0 | 0 | 0 | 0 | 10 | 20 | 20 | 20 | 0% | 0% | 0% | 0% | 0% | 14.47% | 14.47% | 14.47% | 14.47% | 0 | 0 | 0 | 0 | 0 | 8.95 | 8.95 | 0 | 0 | 0 | 0 | 0 | 0 | 0 | 3.7957 | 2.8517 | 0 | 0 | 4.1752 | 7.3122 | 8.95 | 19.69 | Unplanned Build | Potential Build Solar PV2026
| 68 | SOUT SOLAR PV 2035 | SouthWest Ghana Group | Sun | Solar PV | 0 | 0 | 0 | 0 | 0 | 0 | 0 | 0 | 0 | 0 | 0 | 0 | 0 | 0 | 0 | 0 | 12.6751 | 57.0377 | 0 | 0 | 0 | 0 | 0 | 0 | 0 | 25 | 25 | 0 | 0 | 0 | 0 | 0 | 0 | 0 | 0 | 0 | 0 | 0 | 0 | 0 | 0 | 0 | 0 | 0 | 0 | 0 | 0 | 0 | 0 | 0 | 0 | 0 | 10 | 45 | 0% | 0% | 0% | 0% | 0% | 0% | 0% | 14.47% | 14.47% | 0 | 0 | 0 | 0 | 0 | 0 | 0 | 7.6 | 26.6 | 0 | 0 | 0 | 0 | 0 | 0 | 0 | 1.5036 | 3.2677 | 0 | 1.654 | 0 | 8.36 | Unplanned Build | Potential Build Solar PV2035
| 69 | NORT SOLAR PV 2018 | Northern Ghana Group | Sun | Solar PV | 0 | 0 | 0 | 0 | 0 | 0 | 0 | 0 | 0 | 0 | 0 | 67.5263 | 67.5263 | 67.5263 | 67.5263 | 67.5263 | 67.5263 | 67.5263 | 0 | 0 | 24.8 | 24.8 | 24.8 | 24.8 | 24.8 | 24.8 | 24.8 | 0 | 0 | 0 | 0 | 0 | 0 | 0 | 0 | 0 | 0 | 0 | 0 | 0 | 0 | 0 | 0 | 0 | 0 | 0 | 0 | 47.1565 | 47.1565 | 47.1565 | 47.1565 | 47.1565 | 47.1565 | 47.1565 | 0% | 0% | 16.35% | 16.35% | 16.35% | 16.35% | 16.35% | 16.35% | 16.35% | 0 | 0 | 58.6155 | 0 | 0 | 0 | 0 | 0 | 0 | 0 | 0 | 44.0387 | 0 | 0 | 0 | 0 | 0 | 0 | 48.4426 | 48.4426 | 58.6155 | 64.4771 | Unplanned Build | Potential Build Solar PV2018
| 70 | NORT SOLAR PV 2020 | Northern Ghana Group | Sun | Solar PV | 0 | 0 | 0 | 0 | 0 | 0 | 0 | 0 | 0 | 0 | 0 | 0 | 0 | 143.1961 | 143.1961 | 143.1961 | 143.1961 | 143.1961 | 0 | 0 | 0 | 0 | 24.8 | 24.8 | 24.8 | 24.8 | 24.8 | 0 | 0 | 0 | 0 | 0 | 0 | 0 | 0 | 0 | 0 | 0 | 0 | 0 | 0 | 0 | 0 | 0 | 0 | 0 | 0 | 0 | 0 | 100 | 100 | 100 | 100 | 100 | 0% | 0% | 0% | 0% | 16.35% | 16.35% | 16.35% | 16.35% | 16.35% | 0 | 0 | 0 | 0 | 102 | 0 | 0 | 0 | 0 | 0 | 0 | 0 | 0 | 57.5763 | 0 | 0 | 0 | 0 | 63.334 | 63.334 | 102 | 112.2 | Unplanned Build | Potential Build Solar PV2020
| 71 | NORT SOLAR PV 2023 | Northern Ghana Group | Sun | Solar PV | 0 | 0 | 0 | 0 | 0 | 0 | 0 | 0 | 0 | 0 | 0 | 0 | 0 | 71.598 | 143.1961 | 143.1961 | 143.1961 | 143.1961 | 0 | 0 | 0 | 0 | 24.8 | 24.8 | 24.8 | 24.8 | 24.8 | 0 | 0 | 0 | 0 | 0 | 0 | 0 | 0 | 0 | 0 | 0 | 0 | 0 | 0 | 0 | 0 | 0 | 0 | 0 | 0 | 0 | 0 | 50 | 100 | 100 | 100 | 100 | 0% | 0% | 0% | 0% | 16.35% | 16.35% | 16.35% | 16.35% | 16.35% | 0 | 0 | 0 | 0 | 47.85 | 47.85 | 0 | 0 | 0 | 0 | 0 | 0 | 0 | 27.0101 | 20.2931 | 0 | 0 | 0 | 52.0335 | 52.0335 | 95.7 | 105.27 | Unplanned Build | Potential Build Solar PV2023
| 72 | NORT SOLAR PV 2026 | Northern Ghana Group | Sun | Solar PV | 0 | 0 | 0 | 0 | 0 | 0 | 0 | 0 | 0 | 0 | 0 | 0 | 0 | 0 | 71.598 | 214.7941 | 214.7941 | 214.7941 | 0 | 0 | 0 | 0 | 0 | 24.8 | 24.8 | 24.8 | 24.8 | 0 | 0 | 0 | 0 | 0 | 0 | 0 | 0 | 0 | 0 | 0 | 0 | 0 | 0 | 0 | 0 | 0 | 0 | 0 | 0 | 0 | 0 | 0 | 50 | 150 | 150 | 150 | 0% | 0% | 0% | 0% | 0% | 16.35% | 16.35% | 16.35% | 16.35% | 0 | 0 | 0 | 0 | 0 | 44.75 | 89.5 | 0 | 0 | 0 | 0 | 0 | 0 | 0 | 18.9784 | 28.5175 | 0 | 0 | 20.8762 | 52.2454 | 44.75 | 147.675 | Unplanned Build | Potential Build Solar PV2026
| 73 | NORT SOLAR PV 2030 | Northern Ghana Group | Sun | Solar PV | 0 | 0 | 0 | 0 | 0 | 0 | 0 | 0 | 0 | 0 | 0 | 0 | 0 | 0 | 0 | 35.799 | 178.9951 | 178.9951 | 0 | 0 | 0 | 0 | 0 | 0 | 24.8 | 24.8 | 24.8 | 0 | 0 | 0 | 0 | 0 | 0 | 0 | 0 | 0 | 0 | 0 | 0 | 0 | 0 | 0 | 0 | 0 | 0 | 0 | 0 | 0 | 0 | 0 | 0 | 25 | 125 | 125 | 0% | 0% | 0% | 0% | 0% | 0% | 16.35% | 16.35% | 16.35% | 0 | 0 | 0 | 0 | 0 | 0 | 20.7 | 82.8 | 0 | 0 | 0 | 0 | 0 | 0 | 0 | 6.5957 | 16.3815 | 0 | 0 | 25.2749 | 0 | 113.85 | Unplanned Build | Potential Build Solar PV2030
| 74 | NORT SOLAR PV 2035 | Northern Ghana Group | Sun | Solar PV | 0 | 0 | 0 | 0 | 0 | 0 | 0 | 0 | 0 | 0 | 0 | 0 | 0 | 0 | 0 | 0 | 71.598 | 429.5883 | 0 | 0 | 0 | 0 | 0 | 0 | 0 | 24.8 | 24.8 | 0 | 0 | 0 | 0 | 0 | 0 | 0 | 0 | 0 | 0 | 0 | 0 | 0 | 0 | 0 | 0 | 0 | 0 | 0 | 0 | 0 | 0 | 0 | 0 | 0 | 50 | 300 | 0% | 0% | 0% | 0% | 0% | 0% | 0% | 16.35% | 16.35% | 0 | 0 | 0 | 0 | 0 | 0 | 0 | 38 | 190 | 0 | 0 | 0 | 0 | 0 | 0 | 0 | 7.5181 | 23.3407 | 0 | 8.2699 | 0 | 41.8 | Unplanned Build | Potential Build Solar PV2035
| 76 | SOUT SOLAR PV 2020 | SouthEast Ghana Group | Sun | Solar PV | 0 | 0 | 0 | 0 | 0 | 0 | 0 | 0 | 0 | 0 | 0 | 0 | 0 | 63.3753 | 63.3753 | 63.3753 | 63.3753 | 63.3753 | 0 | 0 | 0 | 0 | 24.8 | 24.8 | 24.8 | 24.8 | 24.8 | 0 | 0 | 0 | 0 | 0 | 0 | 0 | 0 | 0 | 0 | 0 | 0 | 0 | 0 | 0 | 0 | 0 | 0 | 0 | 0 | 0 | 0 | 50 | 50 | 50 | 50 | 50 | 0% | 0% | 0% | 0% | 14.47% | 14.47% | 14.47% | 14.47% | 14.47% | 0 | 0 | 0 | 0 | 51 | 0 | 0 | 0 | 0 | 0 | 0 | 0 | 0 | 28.7882 | 0 | 0 | 0 | 0 | 31.667 | 31.667 | 51 | 56.1 | Unplanned Build | Potential Build Solar PV2020
| 77 | SOUT SOLAR PV 2026 | SouthEast Ghana Group | Sun | Solar PV | 0 | 0 | 0 | 0 | 0 | 0 | 0 | 0 | 0 | 0 | 0 | 0 | 0 | 0 | 31.6876 | 221.8134 | 221.8134 | 221.8134 | 0 | 0 | 0 | 0 | 0 | 24.8 | 24.8 | 24.8 | 24.8 | 0 | 0 | 0 | 0 | 0 | 0 | 0 | 0 | 0 | 0 | 0 | 0 | 0 | 0 | 0 | 0 | 0 | 0 | 0 | 0 | 0 | 0 | 0 | 25 | 175 | 175 | 175 | 0% | 0% | 0% | 0% | 0% | 14.47% | 14.47% | 14.47% | 14.47% | 0 | 0 | 0 | 0 | 0 | 22.375 | 134.25 | 0 | 0 | 0 | 0 | 0 | 0 | 0 | 9.4892 | 42.7762 | 0 | 0 | 10.4381 | 57.4919 | 22.375 | 172.2875 | Unplanned Build | Potential Build Solar PV2026
| 78 | SOUT SOLAR PV 2035 | SouthEast Ghana Group | Sun | Solar PV | 0 | 0 | 0 | 0 | 0 | 0 | 0 | 0 | 0 | 0 | 0 | 0 | 0 | 0 | 0 | 0 | 63.3753 | 285.1886 | 0 | 0 | 0 | 0 | 0 | 0 | 0 | 25 | 25 | 0 | 0 | 0 | 0 | 0 | 0 | 0 | 0 | 0 | 0 | 0 | 0 | 0 | 0 | 0 | 0 | 0 | 0 | 0 | 0 | 0 | 0 | 0 | 0 | 0 | 50 | 225 | 0% | 0% | 0% | 0% | 0% | 0% | 0% | 14.47% | 14.47% | 0 | 0 | 0 | 0 | 0 | 0 | 0 | 38 | 133 | 0 | 0 | 0 | 0 | 0 | 0 | 0 | 7.5181 | 16.3385 | 0 | 8.2699 | 0 | 41.8 | Unplanned Build | Potential Build Solar PV2035
| 80 | SOUT SOLAR PV 2020 | SouthWest Ghana Group | Sun | Solar PV | 0 | 0 | 0 | 0 | 0 | 0 | 0 | 0 | 0 | 0 | 0 | 0 | 0 | 6.5372 | 44.5624 | 44.5624 | 44.5624 | 44.5624 | 0 | 0 | 0 | 0 | 24.8 | 24.8 | 24.8 | 24.8 | 24.8 | 0 | 0 | 0 | 0 | 0 | 0 | 0 | 0 | 0 | 0 | 0 | 0 | 0 | 0 | 0 | 0 | 0 | 0 | 0 | 0 | 0 | 0 | 5.1576 | 35.1576 | 35.1576 | 35.1576 | 35.1576 | 0% | 0% | 0% | 0% | 14.47% | 14.47% | 14.47% | 14.47% | 14.47% | 0 | 0 | 0 | 0 | 5.2607 | 30.6 | 0 | 0 | 0 | 0 | 0 | 0 | 0 | 2.9695 | 12.9774 | 0 | 0 | 0 | 17.5416 | 17.5416 | 35.8607 | 39.4468 | Unplanned Build | Potential Build Solar PV2020
| 81 | SOUT SOLAR PV 2026 | SouthWest Ghana Group | Sun | Solar PV | 0 | 0 | 0 | 0 | 0 | 0 | 0 | 0 | 0 | 0 | 0 | 0 | 0 | 0 | 25.3501 | 126.7505 | 126.7505 | 126.7505 | 0 | 0 | 0 | 0 | 0 | 24.8 | 24.8 | 24.8 | 24.8 | 0 | 0 | 0 | 0 | 0 | 0 | 0 | 0 | 0 | 0 | 0 | 0 | 0 | 0 | 0 | 0 | 0 | 0 | 0 | 0 | 0 | 0 | 0 | 20 | 100 | 100 | 100 | 0% | 0% | 0% | 0% | 0% | 14.47% | 14.47% | 14.47% | 14.47% | 0 | 0 | 0 | 0 | 0 | 17.9 | 71.6 | 0 | 0 | 0 | 0 | 0 | 0 | 0 | 7.5913 | 22.814 | 0 | 0 | 8.3505 | 33.4458 | 17.9 | 98.45 | Unplanned Build | Potential Build Solar PV2026
| 82 | SOUT SOLAR PV 2035 | SouthWest Ghana Group | Sun | Solar PV | 0 | 0 | 0 | 0 | 0 | 0 | 0 | 0 | 0 | 0 | 0 | 0 | 0 | 0 | 0 | 0 | 12.6751 | 152.1006 | 0 | 0 | 0 | 0 | 0 | 0 | 0 | 25 | 25 | 0 | 0 | 0 | 0 | 0 | 0 | 0 | 0 | 0 | 0 | 0 | 0 | 0 | 0 | 0 | 0 | 0 | 0 | 0 | 0 | 0 | 0 | 0 | 0 | 0 | 10 | 120 | 0% | 0% | 0% | 0% | 0% | 0% | 0% | 14.47% | 14.47% | 0 | 0 | 0 | 0 | 0 | 0 | 0 | 7.6 | 83.6 | 0 | 0 | 0 | 0 | 0 | 0 | 0 | 1.5036 | 10.2699 | 0 | 1.654 | 0 | 8.36 | Unplanned Build | Potential Build Solar PV2035
| 84 | SOUT SOLAR PV 2026 | SouthEast Ghana Group | Sun | Solar PV | 0 | 0 | 0 | 0 | 0 | 0 | 0 | 0 | 0 | 0 | 0 | 0 | 0 | 0 | 12.6751 | 25.3501 | 25.3501 | 25.3501 | 0 | 0 | 0 | 0 | 0 | 24.8 | 24.8 | 24.8 | 24.8 | 0 | 0 | 0 | 0 | 0 | 0 | 0 | 0 | 0 | 0 | 0 | 0 | 0 | 0 | 0 | 0 | 0 | 0 | 0 | 0 | 0 | 0 | 0 | 10 | 20 | 20 | 20 | 0% | 0% | 0% | 0% | 0% | 14.47% | 14.47% | 14.47% | 14.47% | 0 | 0 | 0 | 0 | 0 | 8.95 | 8.95 | 0 | 0 | 0 | 0 | 0 | 0 | 0 | 3.7957 | 2.8517 | 0 | 0 | 4.1752 | 7.3122 | 8.95 | 19.69 | Unplanned Build | Potential Build Solar PV2026
| 85 | SOUT SOLAR PV 2035 | SouthEast Ghana Group | Sun | Solar PV | 0 | 0 | 0 | 0 | 0 | 0 | 0 | 0 | 0 | 0 | 0 | 0 | 0 | 0 | 0 | 0 | 12.6751 | 38.0252 | 0 | 0 | 0 | 0 | 0 | 0 | 0 | 25 | 25 | 0 | 0 | 0 | 0 | 0 | 0 | 0 | 0 | 0 | 0 | 0 | 0 | 0 | 0 | 0 | 0 | 0 | 0 | 0 | 0 | 0 | 0 | 0 | 0 | 0 | 10 | 30 | 0% | 0% | 0% | 0% | 0% | 0% | 0% | 14.47% | 14.47% | 0 | 0 | 0 | 0 | 0 | 0 | 0 | 7.6 | 15.2 | 0 | 0 | 0 | 0 | 0 | 0 | 0 | 1.5036 | 1.8673 | 0 | 1.654 | 0 | 8.36 | Unplanned Build | Potential Build Solar PV2035
| 87 | ASHA SOLAR PV WITH STORAGE 2026 | Ashanti Group | Sun + storage | Solar PV + Storage | 0 | 0 | 0 | 0 | 0 | 0 | 0 | 0 | 0 | 0 | 0 | 0 | 0 | 0 | 0 | 12.675 | 12.675 | 12.675 | 0 | 0 | 0 | 0 | 0 | 0 | 28 | 28 | 28 | 0 | 0 | 0 | 0 | 0 | 0 | 0 | 0 | 0 | 0 | 0 | 0 | 0 | 0 | 0 | 0 | 0 | 0 | 0 | 0 | 0 | 0 | 0 | 0 | 10 | 10 | 10 | 0% | 0% | 0% | 0% | 0% | 0% | 14.47% | 14.47% | 14.47% | 0 | 0 | 0 | 0 | 0 | 0 | 12.5 | 0 | 0 | 0 | 0 | 0 | 0 | 0 | 0 | 3.9829 | 0 | 0 | 0 | 4.3812 | 0 | 13.75 | Unplanned Build | Potential Build Solar PV with storage2026
| 93 | NORT SOLAR PV WITH STORAGE 2026 | Northern Ghana Group | Sun + storage | Solar PV + Storage | 0 | 0 | 0 | 0 | 0 | 0 | 0 | 0 | 0 | 0 | 0 | 0 | 0 | 0 | 0 | 63.3752 | 63.3752 | 63.3752 | 0 | 0 | 0 | 0 | 0 | 0 | 28 | 28 | 28 | 0 | 0 | 0 | 0 | 0 | 0 | 0 | 0 | 0 | 0 | 0 | 0 | 0 | 0 | 0 | 0 | 0 | 0 | 0 | 0 | 0 | 0 | 0 | 0 | 50 | 50 | 50 | 0% | 0% | 0% | 0% | 0% | 0% | 14.47% | 14.47% | 14.47% | 0 | 0 | 0 | 0 | 0 | 0 | 62.5 | 0 | 0 | 0 | 0 | 0 | 0 | 0 | 0 | 19.9144 | 0 | 0 | 0 | 21.9059 | 0 | 68.75 | Unplanned Build | Potential Build Solar PV with storage2026
| 104 | SOUT WIND TURBINE 2020 | SouthEast Ghana Group | Wind | Wind | 0 | 0 | 0 | 0 | 0 | 0 | 0 | 0 | 0 | 0 | 0 | 0 | 175.1525 | 350.305 | 525.4575 | 525.4575 | 525.4575 | 525.4575 | 0 | 0 | 0 | 46.71 | 46.71 | 46.71 | 46.71 | 46.71 | 46.71 | 0 | 0 | 0 | 0 | 0 | 0 | 0 | 0 | 0 | 0 | 0 | 0 | 0 | 0 | 0 | 0 | 0 | 0 | 0 | 0 | 0 | 75 | 150 | 225 | 225 | 225 | 225 | 0% | 0% | 0% | 26.66% | 26.66% | 26.66% | 26.66% | 26.66% | 26.66% | 0 | 0 | 0 | 116.025 | 116.025 | 116.025 | 0 | 0 | 0 | 0 | 0 | 0 | 79.2466 | 65.4931 | 49.2059 | 0 | 0 | 0 | 213.3402 | 213.3402 | 348.075 | 382.8825 | Unplanned Build | Potential Build Wind2020
| 105 | SOUT WIND TURBINE 2026 | SouthEast Ghana Group | Wind | Wind | 0 | 0 | 0 | 0 | 0 | 0 | 0 | 0 | 0 | 0 | 0 | 0 | 0 | 0 | 175.1525 | 408.6892 | 525.4575 | 525.4575 | 0 | 0 | 0 | 0 | 0 | 46.71 | 46.71 | 46.71 | 46.71 | 0 | 0 | 0 | 0 | 0 | 0 | 0 | 0 | 0 | 0 | 0 | 0 | 0 | 0 | 0 | 0 | 0 | 0 | 0 | 0 | 0 | 0 | 0 | 75 | 175 | 225 | 225 | 0% | 0% | 0% | 0% | 0% | 26.66% | 26.66% | 26.66% | 26.66% | 0 | 0 | 0 | 0 | 0 | 109.5 | 146 | 73 | 0 | 0 | 0 | 0 | 0 | 0 | 46.4387 | 46.5201 | 14.4427 | 0 | 51.0826 | 118.1416 | 109.5 | 361.35 | Unplanned Build | Potential Build Wind2026
| 106 | SOUT WIND TURBINE 2035 | SouthEast Ghana Group | Wind | Wind | 0 | 0 | 0 | 0 | 0 | 0 | 0 | 0 | 0 | 0 | 0 | 0 | 0 | 0 | 0 | 0 | 233.5367 | 233.5367 | 0 | 0 | 0 | 0 | 0 | 0 | 0 | 47 | 47 | 0 | 0 | 0 | 0 | 0 | 0 | 0 | 0 | 0 | 0 | 0 | 0 | 0 | 0 | 0 | 0 | 0 | 0 | 0 | 0 | 0 | 0 | 0 | 0 | 0 | 100 | 100 | 0% | 0% | 0% | 0% | 0% | 0% | 0% | 26.66% | 26.66% | 0 | 0 | 0 | 0 | 0 | 0 | 0 | 134.4 | 0 | 0 | 0 | 0 | 0 | 0 | 0 | 0 | 26.5903 | 0 | 0 | 29.2494 | 0 | 147.84 | Unplanned Build | Potential Build Wind2035
[6 empty] | 0 | 0 | 0 | 0 | 0 | 0 | 0 |  |  | 0 | 0 | 0 | 0 | 0 | 0 | 0 |  |  | 0 | 0 | 0 | 0 | 0 | 0 | 0 |  |  | 0 | 0 | 0 | 0 | 0 | 0 | 0 |  |  | 0 | 0 | 0 | 0 | 0 | 0 | 0 |  |  | 0 | 0 | 0 | 0 | 0 | 0 | 0 |  |  | 0 | 0 | 0 | 0 | 0 | 0 | 0